{"text_format":"1","workbook":"xlsx","n_sheets":6,"sheets":["draft E_U ou U_E","entré_sortie","technologie","échauffement des fils","indexmesure","mesure"],"not_rendered":{"charts":63,"images":15,"macros":1,"external_links":0,"defined_names":39,"comments":1,"pivot_tables":0},"unopened":[],"bounds":{"document_bytes":16777216,"sheet_cells":100000,"rows_first":2000,"rows_last":500,"rows_between":2000,"halvings":0,"cell_chars":16384,"cell_head_chars":4096},"cells_cut":0,"cells_raw":0,"read":"whole","date_system":"1900"}

{"sheet":"draft E_U ou U_E","index":0,"n_rows":35,"n_cols":15,"rows_kept":35,"cut":false,"hidden":false,"merged":[[25,3,26,5],[12,3,13,5],[12,7,13,7],[12,1,13,1],[18,3,19,5]]}
["Colonne1"]
["1 câble jointif"]
["2 câbles jointif"]
["3 câbles jointif"]
[]
[]
[]
[]
[]
[null,null,null,null,null,null,null,null,null,null,null,null,null,null,"Que choisis t'on ?"]
[null,null,null,null,null,null,null,null,null,null,null,null,null,null,-3]
[null,null,null,null,null,null,null,null,null,null,null,null,null,null,"-"]
[null,"-",null,"coût",null,null,null,"+"]
[]
[]
[null,null,null,null,null,null,null,null,94,"élevés"]
[]
[]
[null,null,null,"Géometrie"]
[]
[]
[]
[null,null,null,null,null,null,null,null,59,"MM"]
[]
[]
[null,null,null,"Voltage (efficace)"]
[null,"0 V",null,null,null,null,null,"1 kV"]
[null,null,null,null,null,null,null,null,null,null,null,null,"Distance de ligne de fuite"]
[null,null,null,null,null,null,null,null,61,"610 V","TEFLON / PTFE"]
[]
[]
[]
[]
[]
[null,null,null,null,null,null,null,null,null,null,null,null,null,"  "]

{"sheet":"entré_sortie","index":1,"n_rows":16,"n_cols":12,"rows_kept":16,"cut":false,"hidden":false,"merged":[]}
["technologie","vitesse","cout","bruit","durée de vie","encombrement","choc","courant","tension","temperature","vibration","Commentaires"]
["Type de moyeux (Usiner/Empiler)",null,null,null,null,null,null,null,null,null,null,1]
["type de dorure (24k,18+24k)",null,null,null,null,null,null,null,null,null,null,2]
["type de brin (multi/mono)","µcut",null,null,null,null,null,null,null,null,null,3]
["matiere brin",null,null,null,null,null,null,null,null,null,null,4]
["épaisseur d'isolant",null,null,null,null,null,null,null,null,null,null,5]
["matière isolant",null,null,null,null,null,null,null,null,null,null,6]
["geometrie des support brins (épingle/brin) ",null,null,null,null,null,null,null,null,null,null,7]
["type de contact (charbon/brin)",null,null,null,null,null,null,null,null,null,null,8]
["geometrie des piste(oreille/sans oreille)",null,null,null,null,null,null,null,null,null,null,9]
["Øbrins",null,null,null,null,null,null,null,null,null,null,10]
["Øfils",null,null,null,null,null,null,null,null,null,null,11]
["Angle de picure",null,null,null,null,null,null,null,null,null,null,12]
["ep de piste",null,null,null,null,null,null,null,null,null,null,13]
["Nb de piste",null,null,null,null,null,null,null,null,null,null,14]
["Pression de contact",null,null,null,null,null,null,null,null,null,null,15]

{"sheet":"technologie","index":2,"n_rows":54,"n_cols":11,"rows_kept":54,"cut":false,"hidden":false,"merged":[[28,0,29,0],[32,0,33,0],[1,0,2,0],[16,10,18,10],[25,2,25,3],[11,0,12,0],[15,0,17,0],[6,0,8,0]]}
[null,null,"Endurance","vitesse","cout","bruit en mohm","choc","Voltage","encombrement","commentaire"]
[1,"Usinée empilé","-/++","0,066-382","-","2,5-30","2-500","5,25-3250","-"]
[null,"Empilé usiné","1 000 000-90 000 000","9,5-6000","+","10,0-50","8-4 000","5-415","+"]
[]
[]
[null,null,"Endurance","bruit en mohm","cout","nombre de produit",null,null,null,"commentaire"]
["type de dorure","traitement A","-/++","-/++","+++",48,null,null,null,5]
[null,"traitement B","+/+++","-/++","++",12,null,null,null,48]
[null,"traitement C","+/++","++","+",5,null,null,null,12]
[null,null,null,null,null,null,null,null,null,"4  (0416,0519,1438,1438-01)"]
[null,null,"Endurance","vitesse","courant","nombre de produit",null,null,null,"commentaire"]
["type de brin","mono brins","-/+++","-/++","-/++",60]
[null,"multi brins","+/+++","-/+++","-/+++",17]
[]
[null,null,"Endurance","bruit","vitesse","nombre de produit",null,null,null,"commentaire"]
["matière brin","matières A","-/+++","-/+++","-/+++",68]
[null,"matières B","+","+","+/++",4,null,null,null,"4 collecteur","donnée peu fiable car statistiquement pauvre"]
[null,"matières C","+","+","+",1,null,null,null,"1 collecteur 9843"]
[null,null,null,null,null,null,null,null,null,"2 collecteur que des TS argenture"]
[]
[]
[null,null,"encombrement","U:E ou E:U","Voltage",null,null,null,null,"commentaire"]
[5,"ep isolant","va permetre de savoir si beaucoup de marge","f(x) du type de moyeu l'ep change","creepage",null,null,null,null,"voir tableau --------->"]
[]
[null,null,"Voltage"]
[6,"matiere isolant","selectionner avec le creepage et conjointement avec ep isolant"]
[]
[]
[7,"épingle"]
[null,"brins"]
[]
[null,null,"endurance","encombrement","amperage","vitesse","cout","bruit"]
[8,"charbon",7500000,"++","300-400","10,0-25","+++++"]
[null,"brins","200 000-90 000 000","--","10-400","0,066-6 000","-",null,null,"1701 a 400A sinon max 210A (2109)"]
[]
[null,null,"encombrement","courant","Øfils"]
[9,"oreille","--"]
[null,"sans oreille","+"]
[null,"V","-"]
[null,"déport","++",null,"AWG8-12"]
[]
[null,"Øbrins","endurance","amperage"]
[10,0.125,null,"effet joule (travaille JDE/Dinesh)"]
[null,0.25]
[]
[]
[null,null,"amperage","Voltage"]
[11,"Ø fils","effet joule"]
[]
[]
[12,"angle de piqure70°","definis avec le type de brins"]
[null,"angle de piqure90°"]
[]
[13,"epaisseur de piste","choisis avec le Øbrins"]

{"sheet":"échauffement des fils","index":3,"n_rows":441,"n_cols":132,"rows_kept":441,"cut":false,"hidden":false,"merged":[[92,113,106,131],[49,32,64,45],[306,15,323,27],[114,94,116,134],[394,49,394,74],[1,66,1,72],[212,15,213,15],[186,16,187,16],[260,22,261,22],[260,21,261,21],[260,20,261,20],[260,19,261,19],[260,18,261,18],[260,17,261,17],[260,16,261,16],[137,31,138,31],[137,32,138,32],[137,33,138,33],[259,24,261,24],[259,23,261,23],[259,25,261,25],[235,23,237,23],[235,25,237,25],[211,24,213,24],[211,23,213,23],[211,25,213,25],[236,22,237,22],[236,21,237,21],[236,20,237,20],[236,19,237,19],[260,0,261,1],[260,3,261,3],[260,2,261,2],[212,3,213,3],[212,2,213,2],[212,0,213,1],[236,17,237,17],[236,16,237,16],[236,15,237,15],[236,0,237,0],[236,2,237,2],[236,3,237,3],[235,24,237,24],[119,103,119,124],[277,49,277,74],[245,49,248,49],[245,50,246,50],[249,49,252,49],[249,50,250,50],[253,49,256,49],[253,50,254,50],[233,49,236,49],[233,50,234,50],[237,49,240,49],[237,50,238,50],[241,49,244,49],[241,50,242,50],[194,49,197,49],[194,50,195,50],[190,49,193,49],[141,50,142,50],[159,112,159,113],[166,49,170,49],[166,50,167,50],[156,50,157,50],[156,49,160,49],[161,49,165,49],[347,49,347,74],[5,31,5,34],[0,0,1,14],[186,17,187,32],[186,12,187,13],[186,11,187,11],[186,0,187,10],[211,16,212,22],[312,49,315,49],[312,50,313,50],[300,49,303,49],[300,50,301,50],[304,49,307,49],[304,50,305,50],[308,49,311,49],[308,50,309,50],[319,50,320,50],[323,50,324,50],[327,50,328,50],[331,50,332,50],[335,50,336,50],[339,50,340,50],[343,50,344,50],[236,18,237,18],[429,49,432,49],[429,50,430,50],[433,49,436,49],[433,50,434,50],[437,49,440,49],[437,50,438,50],[417,49,420,49],[417,50,418,50],[421,49,424,49],[421,50,422,50],[425,49,428,49],[425,50,426,50],[405,49,408,49],[405,50,406,50],[409,49,412,49],[409,50,410,50],[413,49,416,49],[413,50,414,50],[397,49,400,49],[397,50,398,50],[401,49,404,49],[401,50,402,50],[378,50,379,50],[382,50,383,50],[386,50,387,50],[390,50,391,50],[378,49,381,49],[382,49,385,49],[386,49,389,49],[390,49,393,49],[370,49,373,49],[374,49,377,49],[350,50,351,50],[354,50,355,50],[358,50,359,50],[362,50,363,50],[366,50,367,50],[370,50,371,50],[374,50,375,50],[350,49,353,49],[354,49,357,49],[358,49,361,49],[362,49,365,49],[366,49,369,49],[319,49,322,49],[323,49,326,49],[327,49,330,49],[331,49,334,49],[335,49,338,49],[339,49,342,49],[343,49,346,49],[288,49,291,49],[288,50,289,50],[292,49,295,49],[292,50,293,50],[296,49,299,49],[296,50,297,50],[316,49,316,74],[280,49,283,49],[280,50,281,50],[284,49,287,49],[284,50,285,50],[269,49,272,49],[269,50,270,50],[273,49,276,49],[273,50,274,50],[257,49,260,49],[257,50,258,50],[261,49,264,49],[261,50,262,50],[265,49,268,49],[265,50,266,50],[138,4,138,6],[0,84,0,89],[186,50,187,50],[186,49,189,49],[171,50,172,50],[176,49,180,49],[176,50,177,50],[19,69,19,74],[1,75,1,80],[181,49,185,49],[181,50,182,50],[103,65,105,71],[103,72,105,77],[103,78,105,83],[141,49,145,49],[151,50,152,50],[146,49,150,49],[151,49,155,49],[146,50,147,50],[161,50,162,50],[201,50,202,50],[201,49,204,49],[190,50,191,50],[39,1,39,3],[39,8,39,10],[159,106,159,107],[159,108,159,109],[159,110,159,111],[164,6,164,9],[164,10,164,13],[138,49,138,74],[77,44,79,44],[103,84,105,89],[75,44,76,89],[101,44,102,89],[123,107,123,108],[103,44,105,44],[103,45,105,57],[162,25,163,25],[162,26,163,26],[162,27,163,27],[138,1,138,3],[137,0,137,10],[6,4,6,5],[6,6,6,7],[213,50,214,50],[235,0,235,10],[259,0,259,9],[171,49,175,49],[205,49,208,49],[205,50,206,50],[209,49,212,49],[209,50,210,50],[213,49,216,49],[188,12,188,13],[217,49,220,49],[217,50,218,50],[221,49,224,49],[221,50,222,50],[186,35,188,35],[186,34,188,34],[186,33,188,33],[225,49,228,49],[225,50,226,50],[229,49,232,49],[229,50,230,50],[198,49,198,74],[77,65,79,71],[77,72,79,77],[77,78,79,83],[10,9,10,11],[14,9,14,11],[13,9,13,11],[6,31,6,33],[211,0,211,10],[162,0,163,8],[188,1,188,3],[188,4,188,6],[188,7,188,9],[188,10,188,11],[138,14,138,15],[137,15,137,16],[138,17,138,18],[138,12,138,13],[137,12,137,13],[132,14,132,16],[138,7,138,9],[138,10,138,11],[8,9,8,11],[7,9,7,11],[9,9,9,11],[0,90,0,95],[0,96,0,101],[0,102,0,107],[44,96,44,101],[44,102,44,107],[0,108,0,113],[22,96,22,101],[0,42,0,45],[204,125,216,136],[6,126,6,131],[44,108,44,113],[66,96,66,101],[66,102,66,107],[88,96,88,101],[88,102,88,107],[66,108,66,113],[22,102,22,107],[22,108,22,113],[103,58,105,64],[124,109,124,111],[18,75,18,80],[77,84,79,89],[77,45,79,57],[77,58,79,64]]}
["Échauffement fils",null,null,null,null,null,null,null,null,null,null,null,null,null,null,null,null,null,null,null,null,null,null,null,null,null,null,null,null,null,null,null,null,null,null,null,null,null,null,null,null,null,"gestion des tableau",null,null,null,null,null,null,null,"fonction de fils",null,"1 câble","2 câbles jointif horizontaux","3 câbles jointif horizontaux","3 câbles trèfle","2 câbles jointif verticaux","3 câbles jointif verticaux","2 cable espacée de Øext verticaux","3 cable espacée de Øext verticaux",null,null,null,null,null,null,null,null,null,null,null,null,null,null,null,null,null,null,null,null,null,null,null,null,"Facteur par rapport a l'échauffement",null,null,null,null,null,"AWG20",null,null,null,null,null,"AWG18",null,null,null,null,null,"AWG8",null,null,null,null,null,"AWG24"]
[null,null,null,null,null,null,null,null,null,null,null,null,null,null,null,null,null,null,null,null,null,null,null,null,null,null,null,null,null,null,null,null,null,null,null,null,null,null,null,null,null,null,null,null,null,null,null,null,null,null,"fonction de fils",null,"fonction de fils","fonction de fils","fonction de fils","fonction de fils","fonction de fils","fonction de fils","fonction de fils","fonction de fils","fonction de fils",null,null,null,null,null,"ampere par conductor",null,null,null,null,null,null,null,null,"ampere par conducteur",null,null,null,null,null,null,null,null,"échauffement",80,90,105,125,200,"80 °C","90 °C","105 °C","125 °C","200 °C","moyenne",80,90,105,125,200,"moyenne",80,90,105,125,200,"moyenne",80,90,105,125,200,"moyenne"]
[null,null,null,null,null,null,null,null,null,null,null,null,null,null,null,null,null,null,null,null,null,null,null,null,null,null,null,null,null,null,null,null,null,null,null,null,null,null,null,null,null,null,null,null,null,null,null,null,null,null,null,null,"un seul groupe","un seul groupe","un seul groupe","un seul groupe","un seul groupe","un seul groupe","un seul groupe","un seul groupe","un seul groupe",null,null,null,null,null,"AWG","80°C","90°C",105,125,200,"moyenne",null,null,"AWG","80°C","90°C",105,125,200,null,"nombre de conducteur",null,0,null,null,null,null,null,null,null,null,null,null,0,null,null,null,null,null,0,null,null,null,null,null,0,null,null,null,null,null,0]
[null,"Valeurs à modifier",null,null,null,null,null,null,null,null,null,null,null,null,null,null,null,null,null,null,null,null,null,null,null,null,null,null,null,null,null,null,null,null,null,null,null,null,null,null,null,null,null,null,null,null,null,null,null,null,null,null,"2 multipolaire cote","2 multipolaire dessus","2 multipolaire dessus","2 trèfle cote","2 multipolaire cote","2 multipolaire cote","2 multipolaire cote","2 multipolaire cote","2 multipolaire cote",null,null,null,null,null,30,{"$f":"$CF$8*IFERROR($BY$44*BY4,0)","v":0.63329185845537683},{"$f":"$CF$8*IFERROR($BZ$44*BZ4,0)","v":0.82306895573810279},{"$f":"$CF$8*IFERROR(CA4*$CA$44,0)","v":0.60299320411642598},{"$f":"$CF$8*IFERROR(CB4*$CB$44,0)","v":0.64948316059244737},{"$f":"$CF$8*IFERROR($CC$44*CC4,0)","v":0.48667476234466145},{"$f":"(BT4+BS4+BR4+BQ4+BP4)/COUNTIF(BP4:BT4,\">0\")","v":0.63910238824940291},null,null,30,2,3,3,3,4,null,{"$f":"B11","v":2},null,10,{"$f":"INDIRECT(\"BW\"&MATCH($BW$21-CG4,$BR$23:$BR$62)+22)","v":0.31664592922768842},{"$f":"INDIRECT(\"BV\"&MATCH($BV$21-CG4,$BR$23:$BR$62)+22)","v":0.2743563185793676},{"$f":"INDIRECT(\"BU\"&MATCH($BU$21-CG4,$BR$23:$BR$62)+22)","v":0.20099773470547533},{"$f":"INDIRECT(\"BT\"&MATCH($BT$21-CG4,$BR$23:$BR$62)+22)","v":0.21649438686414912},{"$f":"INDIRECT(\"BS\"&MATCH($BS$21-CG4,$BR$22:$BR$62)+22)","v":7.3681125342722975E-2},{"$f":"$CF$8*IFERROR(CH4*$BY$9,0)","v":3.1664592922768842},{"$f":"$CF$8*IFERROR(CI4*$BZ$9,0)","v":3.2922758229524112},{"$f":"$CF$8*IFERROR(CJ4*$CA$9,0)","v":2.6129705511711792},{"$f":"$CF$8*IFERROR(CK4*$CB$9,0)","v":3.0309214160980877},{"$f":"$CF$8*IFERROR(CL4*$CC$9,0)","v":1.2525791308262906},{"$f":"(CQ4+CP4+CO4+CN4+CM4)/COUNTIF(CM4:CQ4,\">0\")","v":2.6710412426649706},{"$f":"$CF$8*IFERROR(CH4*$BY$10,0)","v":4.7496889384153267},{"$f":"$CF$8*IFERROR(CI4*$BZ$10,0)","v":4.6640574158492489},{"$f":"$CF$8*IFERROR(CJ4*$CA$10,0)","v":3.6179592246985557},{"$f":"$CF$8*IFERROR(CK4*$CB$10,0)","v":4.3298877372829825},{"$f":"$CF$8*IFERROR(CL4*$CC$10,0)","v":1.7683470082253514},{"$f":"(CW4+CV4+CU4+CT4+CS4)/COUNTIF(CS4:CW4,\">0\")","v":3.8259880648942923},{"$f":"$CF$8*IFERROR(CH4*$BY$15,0)","v":20.581985399799748},{"$f":"$CF$8*IFERROR(CI4*$BZ$15,0)","v":19.204942300555732},{"$f":"$CF$8*IFERROR(CJ4*$CA$15,0)","v":15.074830102910649},{"$f":"$CF$8*IFERROR(CK4*$CB$15,0)","v":19.48449481777342},{"$f":"$CF$8*IFERROR(CL4*$CC$15,0)","v":7.3681125342722975},{"$f":"(DC4+DB4+DA4+CZ4+CY4)/COUNTIF(CY4:DC4,\">0\")","v":16.342873031062368},{"$f":"$CF$8*IFERROR(CH4*$BY$7,0)","v":1.8998755753661305},{"$f":"$CF$8*IFERROR(CI4*$BZ$7,0)","v":1.9204942300555732},{"$f":"$CF$8*IFERROR(CJ4*$CA$7,0)","v":1.4069841429383274},{"$f":"$CF$8*IFERROR(CK4*$CB$7,0)","v":1.731955094913193},{"$f":"$CF$8*IFERROR(CL4*$CC$7,0)","v":0.73681125342722975},{"$f":"(DI4+DH4+DG4+DF4+DE4)/COUNTIF(DE4:DI4,\">0\")","v":1.5392240593400908}]
[null,null,null,null,null,null,null,null,null,null,null,"Résultats",null,null,null,null,null,null,null,null,null,null,null,null,null,null,null,null,null,null,null,null,null,null,null,null,null,null,null,null,null,null,null,null,null,null,null,null,null,null,null,null,"3 multipolaire cote","3 multipolaire dessus","3 multipolaire dessus","3 trèfle cote","3 multipolaire cote","3 multipolaire cote","3 multipolaire cote","3 multipolaire cote","3 multipolaire cote",null,null,null,null,null,28,0.94993778768306525,1.0974252743174704,0.80399093882190131,1.0824719343207456,0.73001214351699217,0.93276761573203504,null,null,28,3,4,4,5,6,null,null,null,20,{"$f":"INDIRECT(\"BW\"&MATCH($BW$21-CG5,$BR$23:$BR$62)+22)","v":0.56124396524280096},{"$f":"INDIRECT(\"BV\"&MATCH($BV$21-CG5,$BR$23:$BR$62)+22)","v":0.48659160028646131},{"$f":"INDIRECT(\"BU\"&MATCH($BU$21-CG5,$BR$23:$BR$62)+22)","v":0.3716165372036313},{"$f":"INDIRECT(\"BT\"&MATCH($BT$21-CG5,$BR$23:$BR$62)+22)","v":0.37044927706929331},{"$f":"INDIRECT(\"BS\"&MATCH($BS$21-CG5,$BR$22:$BR$62)+22)","v":0.16840812990664966},{"$f":"$CF$8*IFERROR(CH5*$BY$9,0)","v":5.6124396524280096},{"$f":"$CF$8*IFERROR(CI5*$BZ$9,0)","v":5.8390992034375362},{"$f":"$CF$8*IFERROR(CJ5*$CA$9,0)","v":4.8310149836472069},{"$f":"$CF$8*IFERROR(CK5*$CB$9,0)","v":5.186289878970106},{"$f":"$CF$8*IFERROR(CL5*$CC$9,0)","v":2.8629382084130444},{"$f":"(CQ5+CP5+CO5+CN5+CM5)/COUNTIF(CM5:CQ5,\">0\")","v":4.8663563853791798},{"$f":"$CF$8*IFERROR(CH5*$BY$10,0)","v":8.4186594786420148},{"$f":"$CF$8*IFERROR(CI5*$BZ$10,0)","v":8.2720572048698422},{"$f":"$CF$8*IFERROR(CJ5*$CA$10,0)","v":6.6890976696653635},{"$f":"$CF$8*IFERROR(CK5*$CB$10,0)","v":7.4089855413858663},4.0417951177595919,{"$f":"(CW5+CV5+CU5+CT5+CS5)/COUNTIF(CS5:CW5,\">0\")","v":6.9661190024645361},{"$f":"$CF$8*IFERROR(CH5*$BY$15,0)","v":36.480857740782064},{"$f":"$CF$8*IFERROR(CI5*$BZ$15,0)","v":34.061412020052295},{"$f":"$CF$8*IFERROR(CJ5*$CA$15,0)","v":27.871240290272347},{"$f":"$CF$8*IFERROR(CK5*$CB$15,0)","v":33.340434936236399},{"$f":"$CF$8*IFERROR(CL5*$CC$15,0)","v":16.840812990664965},{"$f":"(DC5+DB5+DA5+CZ5+CY5)/COUNTIF(CY5:DC5,\">0\")","v":29.718951595601613},{"$f":"$CF$8*IFERROR(CH5*$BY$7,0)","v":3.3674637914568057},{"$f":"$CF$8*IFERROR(CI5*$BZ$7,0)","v":3.4061412020052293},{"$f":"$CF$8*IFERROR(CJ5*$CA$7,0)","v":2.6013157604254191},{"$f":"$CF$8*IFERROR(CK5*$CB$7,0)","v":2.9635942165543465},{"$f":"$CF$8*IFERROR(CL5*$CC$7,0)","v":1.6840812990664966},{"$f":"(DI5+DH5+DG5+DF5+DE5)/COUNTIF(DE5:DI5,\">0\")","v":2.8045192539016597}]
[null,null,null,null,null,null,null,null,null,null,null,null,null,null,null,null,null,null,null,null,null,null,null,null,null,null,null,null,null,null,null,"Température de fonctionnement :",null,null,null,10,null,null,null,null,null,null,null,null,null,null,null,null,null,null,null,null,"2 multipolaire dessus","près d'une surface vertical ou d'une surface horizontale sous le cable","près d'une surface vertical ou d'une surface horizontale sous le cable","2 trèfles dessus","près d'une surface vertical ou d'une surface horizontale sous le cable","près d'une surface vertical ou d'une surface horizontale sous le cable","près d'une surface vertical ou d'une surface horizontale sous le cable","près d'une surface vertical ou d'une surface horizontale sous le cable","-",null,null,null,null,null,26,1.2665837169107537,1.371781592896838,1.0049886735273765,1.2989663211848947,0.85168083410315754,1.1588002277246041,null,null,26,4,5,5,6,7,null,null,null,30,0.75863310339836643,0.66607273415656076,0.52555844511444993,0.50767184276461519,0.25814263077874333,7.5863310339836643,7.9928728098787296,6.8322597864878496,7.1074057987046126,4.3884247232386366,6.7814588304586989,11.379496550975496,11.323236480661533,9.4600520120600997,10.153436855292304,6.19542313868984,{"$f":"(CW6+CV6+CU6+CT6+CS6)/COUNTIF(CS6:CW6,\">0\")","v":9.7023290075358553},49.311151720893818,46.625091390959255,39.416883383583745,45.690465848815364,25.814263077874333,41.371571084425305,4.5517986203901986,4.662509139095925,3.6789091158011495,4.0613747421169215,2.5814263077874333,3.9072035850383253]
[null,null,null,null,"IEC 60287",null,"MIL 339",null,null,null,null,null,null,null,null,null,null,null,null,null,null,null,null,null,null,null,null,null,null,null,null,"taille de fil minimal Imax:",null,null,{"$f":"IFERROR(IF(LOOKUP(B9,Tableau3[[#All],[I max]])=MAX(Tableau3[[#All],[I max]]),\"aucun fil\",\"AWG \"&INDIRECT(\"D\"&MATCH(B9,Tableau3[[#All],[I max]])+9)),INDIRECT(\"D\"&MATCH(MIN(Tableau3[[#All],[I max]]),Tableau3[[#All],[I max]])+8))","v":"AWG 8"},null,null,null,null,null,null,null,null,null,null,null,null,null,null,null,null,null,"3 multipolaire dessus",null,null,"près d'une surface vertical ou d'une surface horizontale sous le cable","-",null,null,null,null,null,null,null,null,null,24,1.8998755753661305,1.9204942300555732,1.4069841429383274,1.731955094913193,1.2166869058616536,1.6351991898269755,null,null,24,6,7,7,8,10,null,null,"facteur nb",40,0.9088133436943846,0.81279972018966617,0.662823458437931,0.62816208395011497,0.34288462795900398,9.0881334369438456,9.7535966422759941,8.6167049596931022,8.7942691753016096,5.8290386753030674,8.4163485779035234,13.632200155415768,13.817595243224325,11.930822251882757,12.563241679002299,8.2292310710160947,12.034618080108249,59.072867340134998,56.895980413276632,49.711759382844825,56.534587555510349,34.288462795900401,51.300731497533448,5.4528800621663081,5.6895980413276632,4.6397642090655173,5.0252966716009198,3.4288462795900401,4.8472770527500897,null,null,null,null,null,null,null,null,null,null,null,null,"regression delta to I"]
["Norme du fils :"," MIL-W 22759/34 - 55A0811",null,"AWG",{"$f":"\"I (ΔT=\"&B10&\"°C)\"","v":"I (ΔT=10°C)"},{"$f":"\"ΔT (I=\"&B9&\"A)\"","v":"ΔT (I=15A)"},{"$f":"\"I (ΔT=\"&B10&\"°C)\"","v":"I (ΔT=10°C)"},{"$f":"\"ΔT (I=\"&B9&\"A)\"","v":"ΔT (I=15A)"},null,{"$f":"\"taille de fil minimal ΔT=\"&B10&\"°C:\"","v":"taille de fil minimal ΔT=10°C:"},null,null,{"$f":"IFERROR(IF(LOOKUP(B9,Tableau3[[#All],[I max]])=MAX(Tableau3[[#All],[I max]]),\"aucun fil\",\"AWG \"&INDIRECT(\"D\"&MATCH(B9,Tableau3[[#All],[I max]])+9)),INDIRECT(\"D\"&MATCH(MIN(Tableau3[[#All],[I max]]),Tableau3[[#All],[I max]])+8))","v":"AWG 8"},null,null,null,null,null,null,null,null,null,null,null,null,null,null,null,null,null,null,null,null,null,null,null,null,null,null,null,null,null,null,null,null,null,null,null,null,null,null,null,"près d'une surface vertical ou d'une surface horizontale sous le cable","-",null,null,null,null,null,null,null,null,null,null,null,null,22,2.5331674338215073,2.4692068672143082,2.0099773470547531,2.3814382555056404,1.5816929776201496,2.1950965762432717,null,null,22,8,9,10,11,13,null,null,{"$f":"IF(CE4=1,CF11,IF(AND(2<=CE4,CE4<=3),CF12,IF(AND(4<=CE4,CE4<=5),CF13,IF(AND(6<=CE4,CE4<=15),CF14,IF(CE4>=15,CF15,0)))))","v":1},50,1.0117846861308557,0.92677255838577732,0.78341157717407484,0.73192000062579243,0.42263412144743173,10.117846861308557,11.121270700629328,10.184350503262973,10.246880008761094,7.1847800646063398,9.7710256277136587,15.176770291962836,15.755133492558215,14.101408389133347,14.638400012515849,10.143218914738362,13.962986220181723,65.766004598505617,64.874079087004418,58.755868288055609,65.872800056321324,42.263412144743171,59.506432834926024,6.0707081167851342,6.4874079087004413,5.4838810402185239,5.8553600050063395,4.2263412144743171,5.624739657036951,null,null,null,null,null,null,null,null,null,null,null,null,"AWG20",{"$f":"LINEST(CR3:CR22,CG3:CG22^{1,2,3},0)","v":4.2470655166072526E-6},-1.7253895596850779E-3,0.26789107609314022,0,{"$error":"#N/A"}]
["Courant max necéssaire:",15,null,32,{"$f":"IF($B$8=$AW$18,AG140,IF($B$8=$AW$19,AA165,IF($B$8=$AW$20,AI190,IF($B$8=$AW$21,Y263,IF($B$8=$AW$22,Y239,IF($B$8=$AW$23,Y215,\"-1\"))))))","v":"-"},{"$f":"IF($B$8=$AW$18,AH140,IF($B$8=$AW$19,AB165,IF($B$8=$AW$20,AJ190,IF($B$8=$AW$21,#REF!,IF($B$8=$AW$22,Z239,IF($B$8=$AW$23,Z215,\"-1\"))))))","v":"-"},"-","-",null,"temperature maximal d'utilisation pour fil:",null,null,{"$f":"IF(B8=AW18,T136,IF(B8=AW19,O164,IF(B8=AW20,O188,IF(B8=AW21,N213,IF(B8=AW22,N237,IF(B8=AW23,N261,0))))))","v":150},null,null,null,null,null,null,null,null,null,null,null,null,null,null,null,null,null,null,{"$f":"IF($B$8=$AW$18,AF140,IF($B$8=$AW$19,Z165,IF($B$8=$AW$20,AH190,IF($B$8=$AW$21,X263,IF($B$8=$AW$22,X239,IF($B$8=$AW$23,X215,\"0\"))))))","v":"-"},null,null,null,null,null,null,null,null,null,null,null,null,null,null,null,null,null,null,null,null,null,null,null,null,null,null,null,null,null,null,null,null,null,null,20,3.1664592922768842,3.2922758229524112,2.6129705511711792,3.0309214160980877,2.068367739964811,2.8341989644926739,null,null,20,10,12,13,14,17,null,null,null,60,1.0675471307077795,1.0079912487448943,0.88732280132288111,0.81894559279164758,0.49739111124402635,10.675471307077796,12.095894984938731,11.535196417197454,11.465238299083065,8.4556488911484475,10.845489979889098,16.013206960616692,17.135851228663203,15.97181042381186,16.378911855832953,11.937386669856632,15.487433427756269,69.390563496005669,70.559387412142598,66.549210099216083,73.705103351248283,49.739111124402633,65.988675096603046,6.4052827842466771,7.05593874121426,6.2112596092601677,6.5515647423331806,4.9739111124402635,6.2395913978989093]
["échauffement maximum:",10,"-",30,"-",{"$f":"IF($B$8=$AW$18,AH141,IF($B$8=$AW$19,AB166,IF($B$8=$AW$20,AJ191,IF($B$8=$AW$21,#REF!,IF($B$8=$AW$22,Z240,IF($B$8=$AW$23,Z216,\"-1\"))))))","v":"-"},{"$f":"BU4","v":0.63910238824940291},{"$f":"CP30","v":7274.8013764268153},null,"matiere isolant :",null,null,{"$f":"IF(B8=AW18,U136,IF(B8=AW19,O163,IF(B8=AW20,O187,IF(B8=AW21,N212,IF(B8=AW22,N236,IF(B8=AW23,N260,0))))))","v":"ETFE"},null,null,null,null,null,null,null,null,null,null,null,null,null,null,null,null,null,null,"-",null,null,null,null,null,null,null,null,null,null,null,"valeur max T","valeur max I","Comparaison",null,null,null,null,null,null,null,null,null,null,null,null,null,null,null,null,null,null,null,null,18,4.7496889384153267,4.6640574158492489,3.6179592246985557,4.3298877372829825,2.9200485740679687,4.0563283780628172,null,null,18,15,17,18,20,24,null,"nombre de conducteur",null,70,1.085,1.0564557912670174,0.97455713088435014,0.88923886044768063,0.56715559734878807,10.85,12.677469495204209,12.669242701496552,12.449344046267528,9.6416451549293978,11.657540279579537,16.274999999999999,17.959748451539294,17.542028355918301,17.784777208953614,13.611734336370914,16.634657670556425,70.524999999999991,73.951905388691216,73.091784816326268,80.031497440291261,56.715559734878809,70.863149476037506,6.51,7.3951905388691213,6.8218999161904508,7.1139108835814451,5.6715559734878802,6.7025114624257798,null,null,null,null,null,null,null,null,null,null,null,"Delta","f(x)=I"]
["Nombre de conducteur:",2,null,28,1.2989122356608018,{"$f":"IF($B$8=$AW$18,AH142,IF($B$8=$AW$19,AB167,IF($B$8=$AW$20,AJ192,IF($B$8=$AW$21,Z265,IF($B$8=$AW$22,Z241,IF($B$8=$AW$23,Z217,\"-1\"))))))","v":525.32761795988063},0.93276761573203504,2435.490275118198,null,{"$f":"\"échauffement  pour \"&M8&\" à \"&B9&\" A:\"","v":"échauffement  pour AWG 8 à 15 A:"},null,null,{"$f":"IFERROR(IF(LOOKUP(B9,Tableau3[[#All],[I max]])=MAX(Tableau3[[#All],[I max]]),\"aucun fil\",INDIRECT(\"F\"&MATCH(B9,Tableau3[[#All],[I max]])+9)),INDIRECT(\"F\"&MATCH(MIN(Tableau3[[#All],[I max]]),Tableau3[[#All],[I max]])+8))","v":5.4375024605633646},null,null,null,null,null,null,null,null,null,null,null,null,null,null,null,null,null,null,6.6274541246912095,null,null,null,null,null,null,null,null,null,null,null,{"$f":"$B$10","v":10},{"$f":"$B$9","v":15},{"$f":"IF(AS11>AF9,AF9,0)","v":0},{"$f":"IF(AS11>E9,E9,0)","v":0},null,null,null,null,null,null,null,null,null,null,null,null,null,null,null,null,null,null,null,16,6.0162726553260804,6.0358390087460876,4.8239456329314079,5.6288540584678772,3.8933980987572916,5.2796618908457491,null,null,16,19,22,24,26,32,null,1,1.6,80,{"$f":"IFERROR(INDIRECT(\"BW\"&MATCH($BW$21-CG11,$BR$23:$BR$62)+22),0)","v":0},1.0721661859521461,1.0451145658584817,0.94279980359389137,0.63192757976171676,0,12.865994231425752,13.586489356160262,13.19919725031448,10.742768855949185,12.59861242346242,0,18.226825161186483,18.812062185452671,18.855996071877826,15.166261914281202,17.765286333199544,0,75.051633016650229,78.383592439386135,84.85198232345023,63.192757976171677,75.369991438914568,0,7.5051633016650223,7.3158019610093721,7.542398428751131,6.3192757976171681,7.1706598722606731,null,null,null,null,{"$f":"LINEST(LN(CG4:CG22),LN(CR4:CR22),,)","v":1.6285317385680778},0.40781420649441591,{"$error":"#N/A"},{"$error":"#N/A"},null,null,null,0,{"$f":"$DX$8*DV11^3+$DY$8*DV11^2+$DZ$8*DV11^1+$EA$8","v":0}]
[null,null,null,26,1.7424422526079648,{"$f":"IF($B$8=$AW$18,AH143,IF($B$8=$AW$19,AB168,IF($B$8=$AW$20,AJ193,IF($B$8=$AW$21,Z266,IF($B$8=$AW$22,Z242,IF($B$8=$AW$23,Z218,\"-1\"))))))","v":326.45541220727597},1.1588002277246041,1722.9371189844851,null,null,null,null,null,null,null,null,null,null,null,null,null,null,null,null,null,null,null,null,null,null,null,8.8904030073378468,null,null,null,null,null,null,null,null,null,null,null,{"$f":"$B$10","v":10},15,0,0,null,null,null,null,null,null,null,null,null,null,null,null,null,null,null,null,null,null,null,14,8.5494400891475877,8.2306895573810284,6.6329252452806857,8.659775474565965,5.4750910763774412,7.5095842885505419,null,null,14,27,30,33,40,45,null,"2-3",1,90,{"$f":"IFERROR(INDIRECT(\"BW\"&MATCH($BW$21-CG12,$BR$23:$BR$62)+22),0)","v":0},{"$f":"IFERROR(INDIRECT(\"BV\"&MATCH($BV$21-CG12,$BR$23:$BR$62)+22),0)","v":0},1.0989951062452756,0.9796284222302799,0.69170705848281233,0,0,14.286936381188584,13.714797911223918,11.75901999420781,13.253584762206771,0,0,19.781911912414962,19.592568444605597,16.600969403587495,18.658483253536016,0,0,82.42463296839567,88.166558000725189,69.17070584828123,79.920632272467358,0,0,7.692965743716929,7.8370273778422392,6.9170705848281235,7.4823545687957633,null,null,null,null,null,null,null,null,null,null,null,5,1.2968515246631502]
[null,null,null,24,2.2662931364059622,213.38652155256761,1.6351991898269755,523.88141350041678,null,null,null,null,null,null,null,null,null,null,null,null,null,null,null,null,null,null,null,null,null,null,null,11.560033486308713,null,null,null,null,null,null,null,null,null,null,null,10,15,6.6274541246912095,1.2989122356608018,null,null,null,null,null,null,null,null,null,null,null,null,null,null,null,null,null,null,null,12,11.399253452196783,10.974252743174704,9.0448980617463892,10.824719343207455,6.6917779822390946,9.786980316512885,null,null,12,36,40,45,50,55,null,"4-5",0.8,100,0,{"$f":"IFERROR(INDIRECT(\"BV\"&MATCH($BV$21-CG13,$BR$23:$BR$62)+22),0)","v":0},{"$f":"IFERROR(INDIRECT(\"BU\"&MATCH($BU$21-CG13,$BR$23:$BR$62)+22),0)","v":0},0.99972471635684612,0.74649403351207488,0,0,0,13.996146028995845,12.690398569705273,13.343272299350559,0,0,0,19.994494327136923,17.915856804289795,18.955175565713361,0,0,0,89.975224472116153,74.649403351207482,82.312313911661818,0,0,0,7.997797730854769,7.4649403351207493,7.7313690329877591,null,null,null,null,null,null,null,null,null,null,null,10,2.5106188704795018]
[null,null,null,22,2.977461619909755,137.06378355409586,2.1950965762432717,266.72435380564337,null,{"$f":"\"taille de fil minimal pour MIL 339 ΔT=\"&B10&\"°C:\"","v":"taille de fil minimal pour MIL 339 ΔT=10°C:"},null,null,{"$f":"IFERROR(IF(LOOKUP(B9,Tableau3[[#All],[Colonne1]])=MAX(Tableau3[[#All],[Colonne1]]),\"aucun fil\",\"AWG \"&INDIRECT(\"D\"&MATCH(B9,Tableau3[[#All],[Colonne1]])+9)),INDIRECT(\"D\"&MATCH(MIN(Tableau3[[#All],[Colonne1]]),Tableau3[[#All],[Colonne1]])+8))","v":"AWG 8"},null,null,null,null,null,null,null,null,null,null,null,null,null,null,null,null,null,null,15.193106447399201,null,null,null,null,null,null,null,null,null,null,null,10,15,8.8904030073378468,1.7424422526079648,null,null,null,null,null,null,null,null,null,null,null,null,null,null,null,null,null,null,null,10,14.882358673701356,15.089597521865217,11.65786861291757,15.15460708049044,9.1251517939624023,13.181916736587397,null,null,10,47,55,58,70,75,null,"6-15",0.7,110,0,0,{"$f":"IFERROR(INDIRECT(\"BU\"&MATCH($BU$21-CG14,$BR$23:$BR$62)+22),0)","v":0},1.0030886859735901,0.79628850484950453,{"$f":"IFERROR(CH14*$BY$4,0)","v":0},{"$f":"IFERROR(CI14*$BZ$4,0)","v":0},0,14.043241603630262,13.536904582441577,13.79007309303592,0,0,0,20.061773719471802,19.110924116388109,19.586348917929953,0,0,0,90.277981737623108,79.628850484950448,84.953416111286771,0,0,0,8.0247094877887211,7.9628850484950453,7.9937972681418827,null,null,null,null,null,null,{"$f":"EXP(INDEX(LINEST(LN(CG4:CG22),LN(CR4:CR22)),1,2))","v":1.5035277895194383},{"$f":"INDEX(LINEST(LN(CG4:CG22),LN(CR4:CR22),,),1)","v":1.6285317385680778},null,null,null,15,3.64448733658651]
[null,null,null,20,3.9841594051097919,85.677416810314284,2.8341989644926739,128.34536674678753,null,{"$f":"\"échauffement  pour \"&M14&\" à \"&B9&\" A:\"","v":"échauffement  pour AWG 8 à 15 A:"},null,null,{"$f":"IFERROR(IF(LOOKUP(B9,Tableau3[[#All],[Colonne1]])=MAX(Tableau3[[#All],[Colonne1]]),\"aucun fil\",INDIRECT(\"H\"&MATCH(B9,Tableau3[[#All],[Colonne1]])+9)),INDIRECT(\"H\"&MATCH(MIN(Tableau3[[#All],[Colonne1]]),Tableau3[[#All],[Colonne1]])+8))","v":11.735635628140866},null,null,null,null,null,null,null,null,null,null,null,null,null,null,null,null,null,null,20.301621060528877,null,null,null,null,null,null,null,null,null,null,null,10,15,11.560033486308713,2.2662931364059622,null,null,null,null,null,null,null,null,null,null,null,null,null,null,null,null,null,null,null,8,20.581985399799748,19.204942300555732,15.074830102910649,19.48449481777342,12.166869058616536,17.302624335931217,null,null,8,65,70,75,90,100,null,"16-30",0.5,120,0,0,0,{"$f":"IFERROR(INDIRECT(\"BT\"&MATCH($BT$21-CG15,$BR$23:$BR$62)+22),0)","v":0},0.84109047249510116,0,0,{"$f":"IFERROR(CJ15*$CA$4,0)","v":0},0,14.298538032416719,14.298538032416719,0,0,0,0,20.186171339882428,20.186171339882428,0,0,0,0,84.109047249510112,84.109047249510112,0,0,0,0,8.4109047249510116,8.4109047249510116,null,null,null,null,null,null,null,null,null,null,null,20,4.7016422221216319]
[null,null,null,18,5.3047115319168769,54.002153337230361,4.0563283780628172,58.222273077463718,null,null,null,null,null,null,null,null,null,null,null,null,null,null,null,null,null,null,null,null,null,null,null,26.965865277939251,null,null,null,null,null,null,null,null,null,null,null,10,15,0,2.977461619909755,null,null,null,null,null,null,null,null,null,null,null,null,null,null,null,null,null,null,null,6,30.081363276630398,27.435631857936759,21.104762144074911,27.061798358018642,16.425273229132323,24.421765773158604,null,null,6,95,100,105,125,135,null,null,null,130,0,0,0,{"$f":"IFERROR(INDIRECT(\"BT\"&MATCH($BT$21-CG16,$BR$23:$BR$62)+22),0)","v":0},0.88089993644886477,0,0,0,0,14.975298919630701,14.975298919630701,0,0,0,0,21.141598474772756,21.141598474772756,0,0,0,0,88.089993644886476,88.089993644886476,0,0,0,0,8.8089993644886473,8.8089993644886473,null,null,null,null,null,null,null,null,null,null,null,25,5.6852688262223205]
[null,null,null,16,6.2180242106995571,41.741922201777797,5.2796618908457491,36.84859279638296,null,null,null,null,null,null,null,null,null,null,null,null,null,null,null,null,null,null,null,null,null,null,null,31.5958182306852,null,null,null,null,null,null,null,null,null,null,null,10,15,0,3.9841594051097919,null,"Colonne1",null,"fonction de fils","z","E","g",null,null,null,null,null,null,null,null,null,null,null,null,4,39.580741153461055,37.038103008214627,29.144671532293923,36.804045766905354,21.900364305509765,32.893585153276945,null,null,4,125,135,145,170,180,null,null,null,140,0,0,0,0,0.91571689671079526,0,0,0,{"$f":"IFERROR(CK17*$CB$4,0)","v":0},15.56718724408352,15.56718724408352,0,0,0,0,21.977205521059087,21.977205521059087,0,0,0,0,91.571689671079525,91.571689671079525,0,0,0,0,9.1571689671079533,9.1571689671079533,null,null,null,null,null,null,null,null,"I","puissance","polynome",30,6.598552448026032]
[null,null,null,14,8.2860856384029731,26.219390111652835,7.5095842885505419,23.914944439950823,null,null,null,null,null,null,null,null,null,null,null,null,null,null,null,null,null,null,null,null,null,null,null,42.016464095095628,null,null,null,null,null,null,null,null,null,null,null,10,15,0,5.3047115319168769,null,"MIL-W 22759/32 55A0111  ",null,"1 câble",0.21,3.94,0.6,null,null,null,null,null,null,null,null,null,null,null,null,2,53.82980796870703,49.384137344286167,40.199546941095065,48.711237044433553,29.200485740679689,{"$f":"(BT18+BS18+BR18+BQ18+BP18)/COUNTIF(BP18:BT18,\">0\")","v":44.265043007840305},null,null,2,170,180,200,225,240,null,null,null,150,0,0,0,0,0.94554135328089284,0,0,0,0,16.074203005775178,16.074203005775178,0,0,0,0,22.692992478741427,22.692992478741427,0,0,0,0,94.554135328089288,94.554135328089288,0,0,0,0,9.4554135328089277,9.4554135328089277,null,null,null,null,{"$f":"$CK$35*DS19^3+$CL$35*DS19^2+$CM$35*DS19^1+$CN$35","v":2.323004565829395},null,null,null,0,{"$f":"$DQ$14*DS18^$DR$14","v":0},null,35,7.4446783866702226]
[null,null,null,12,10.73969823401996,17.207163423416432,9.786980316512885,18.671644088714519,null,null,null,null,null,null,null,null,null,null,null,null,null,null,null,null,null,null,null,null,null,null,null,54.369669433499901,null,null,null,null,null,null,null,null,null,null,null,10,15,0,6.2180242106995571,null," MIL-W 22759/34 - 55A0811",null,"2 câbles jointif horizontaux",0.28999999999999998,2.35,0.5,null,null,null,null,null,null,null,null,null,null,null,null,null,null,null,null,null,null,null,null,null,"facteur de correction",null,null,null,null,null,null,null,null,160,0,0,0,0,0.9703733061591574,0,0,0,0,16.496346204705677,16.496346204705677,0,0,0,0,23.288959347819777,23.288959347819777,0,0,0,0,97.037330615915735,97.037330615915735,0,0,0,0,9.7037330615915742,9.7037330615915742,null,null,null,null,null,null,null,null,0.5,{"$f":"$DQ$14*DS19^$DR$14","v":0.48626673093619016},{"$f":"$CK$35*DS19^3+$CL$35*DS19^2+$CM$35*DS19^1+$CN$35","v":2.323004565829395},40,8.2268319412923496]
[null,null,null,10,14.428243475355689,10.642635265077162,13.181916736587397,15.752527546604551,null,null,null,null,null,null,null,null,null,null,null,null,null,null,null,null,null,null,null,null,null,null,null,72.897616351274323,null,null,null,null,null,null,null,null,null,null,null,10,15,0,8.2860856384029731,null,"MIL W-81044 - 44A0111",null,"3 câbles jointif horizontaux",0.62,1.95,0.25,null,null,null,null,null,null,null,null,null,null,null,null,null,null,null,"facteur de correction etendu",null,null,null,null,null,"anbiant","80°C","90°C","105°C","125°C","200°C",null,null,null,170,0,0,0,0,0.99021275534558895,0,0,0,0,16.833616840875013,16.833616840875013,0,0,0,0,23.765106128294136,23.765106128294136,0,0,0,0,99.021275534558896,99.021275534558896,0,0,0,0,9.9021275534558892,9.9021275534558892,null,null,null,null,null,null,null,null,1,{"$f":"$DQ$14*DS20^$DR$14","v":1.5035277895194383},{"$f":"$CK$35*DS20^3+$CL$35*DS20^2+$CM$35*DS20^1+$CN$35","v":4.4939010847143708},45,8.948198411029864]
[null,null,null,8,21.750279419793376,5.4375024605633646,17.302624335931217,11.735635628140866,null,null,null,null,null,null,null,null,null,null,null,null,null,null,null,null,null,null,null,null,null,null,null,109.14825456098571,null,null,null,null,null,null,null,null,null,null,null,10,15,0,10.73969823401996,null,"KZ06",null,"3 câbles trèfle",0.96,1.25,0.2,null,null,null,null,null,null,null,null,null,null,null,null,null,null,null,"ambiant",200,125,105,90,80,29.9,1.05,1.05,1.05,1.05,1.05,29.9,29.9,null,180,0,0,0,0,1.0050597008401874,0,0,0,0,{"$f":"$CF$8*IFERROR(CL21*$CC$9,0)","v":17.086014914283187},17.086014914283187,0,0,0,0,24.121432820164497,24.121432820164497,0,0,0,0,100.50597008401874,100.50597008401874,0,0,0,0,10.050597008401873,10.050597008401873,null,null,null,null,null,null,null,null,1.5,2.9099241161834781,6.5434339483280128,50,9.6119630950202222]
[null,null,null,6,29.183102621452306,3.3500583004776172,24.421765773158604,9.6920324996742444,null,null,null,null,null,null,null,null,null,null,null,null,null,null,null,null,null,null,null,null,null,null,null,145.76653417331039,null,null,null,null,null,null,null,null,null,null,null,10,15,0,14.428243475355689,null,"KZ05",null,"2 câbles jointif verticaux",1.42,0.86,0.25,null,null,null,null,null,null,null,null,null,null,null,null,null,null,null,5,null,null,null,null,0,30,1,1,1,1,1,30,30,null,190,0,0,0,0,1.0149141426429529,0,0,0,0,{"$f":"$CF$8*IFERROR(CL22*$CC$9,0)","v":17.2535404249302},17.2535404249302,0,0,0,0,24.357939423430871,24.357939423430871,0,0,0,0,101.49141426429529,101.49141426429529,0,0,0,0,10.149141426429528,10.149141426429528,null,null,null,null,null,null,null,null,2,4.6488802750395291,8.5023475483434083,55,10.221311292400884]
[null,null,null,4,39.85610136485942,1.9958602286247786,32.893585153276945,8.3800678916530149,null,null,null,null,null,null,null,null,null,null,null,null,null,null,null,null,null,null,null,null,null,null,null,197.85499826582637,null,null,null,null,null,null,null,null,null,null,null,10,15,0,0,null,"KZ04",null,"3 câbles jointif verticaux",1.61,0.42,0.2,null,null,null,null,null,null,null,null,null,null,null,null,null,null,null,10,{"$f":"$BZ$57*BR23^2+$CA$57*BR23^1+$CB$57*BR23^0","v":1.0179691746598982},{"$f":"$BZ$56*BR23^2+$CA$56*BR23^1+$CB$56*BR23^0","v":0.99849604909077894},{"$f":"$BZ$55*BR23^2+$CA$55*BR23^1+$CB$55*BR23^0","v":1.1196815409684213},{"$f":"$BZ$54*BR23^2+$CA$54*BR23^1+$CB$54*BR23^0","v":1.0721661859521461},1.085,40,0.88,0.9,0.92,0.95,0.98499999999999999,40,40,null,null,null,null,null,null,null,null,null,null,null,null,null,"AWG16",null,null,null,null,null,"AWG6",null,null,null,null,null,"AWG26",null,null,null,null,null,null,null,null,null,null,null,null,null,2.5,6.6860465153948745,10.401386276433643,60,10.779428302309299]
[null,null,null,2,54.105309546080264,1.1932949531943287,44.265043007840305,6.6384733579532078,null,null,null,null,null,null,null,null,null,null,null,null,null,null,null,null,null,null,null,null,null,null,null,266.47436216997608,null,null,null,null,null,null,null,null,null,null,null,10,15,0,0,null,null,null,"2 cable espacée de Øext verticaux",0.75,2.8,0.3,null,null,null,null,null,null,null,null,null,null,null,null,null,null,null,15,1.0149141426429529,1.0030886859735901,1.0989951062452756,1.068405257089206,{"$f":"$BZ$53*BR24^2+$CA$53*BR24^1+$CB$53*BR24^0","v":1.0777250162989112},45,0.82,0.85,0.87,0.92,0.96,45,45,null,"voeficient",null,null,null,null,null,null,null,null,null,null,null,80,90,105,125,200,"moyenne",80,90,105,125,200,"moyenne",80,90,105,125,200,"moyenne",null,null,null,null,null,null,null,null,3,8.9974318531957618,12.271294524271797,65,11.289499423882926]
[null,null,null,1,62.382245126050982,0.93620417960993385,"-","-",null,null,null,null,null,null,null,null,null,null,null,null,null,null,null,null,null,null,null,null,null,null,null,305.8401388370105,null,null,null,null,null,null,null,null,null,null,null,10,15,0,0,null,null,null,"3 cable espacée de Øext verticaux",1.31,2,0.2,null,null,null,null,null,null,null,null,null,null,null,null,null,null,null,20,1.0106109847030493,1.003498241728946,1.0741394478752959,1.0564557912670174,{"$f":"$BZ$53*BR25^2+$CA$53*BR25^1+$CB$53*BR25^0","v":1.0675471307077795},50,0.75,0.8,0.82,0.89,0.95,50,50,null,80,90,105,125,200,null,null,null,null,null,null,null,null,null,null,null,null,0,null,null,null,null,null,0,null,null,null,null,null,0,null,null,null,null,null,null,null,null,3.5,11.564944093866714,14.142816683530967,70,11.754709956259219]
[null,null,null,"0",72.573328011965884,0.72488292305030622,"-","-",null,null,null,null,null,null,null,null,null,null,null,null,null,null,null,null,null,null,null,null,null,null,null,354.84541480151478,null,null,null,null,null,null,null,null,null,null,null,10,15,0,0,null,null,"catégorie","disposition des cable","effet thermique  de proximité négligable","effet thermique de proximité non négigable","Colonne4",null,null,null,null,null,null,null,null,null,null,null,null,null,null,null,25,1.0050597008401874,0.99972471635684612,1.0451145658584817,1.0363177884855801,1.0455670206517609,55,0.67,0.74,0.78,0.86,0.94,55,55,null,1,1,1,1,1,null,null,null,null,null,null,null,{"$f":"$CF$8*IFERROR(CH4*$BY$11,0)","v":6.0162726553260804},{"$f":"$CF$8*IFERROR(CI4*$BZ$11,0)","v":6.0358390087460876},{"$f":"$CF$8*IFERROR(CJ4*$CA$11,0)","v":4.8239456329314079},{"$f":"$CF$8*IFERROR(CK4*$CB$11,0)","v":5.6288540584678772},{"$f":"$CF$8*IFERROR(CL4*$CC$11,0)","v":2.3577960109671352},{"$f":"(CW26+CV26+CU26+CT26+CS26)/COUNTIF(CS26:CW26,\">0\")","v":4.972541473287718},{"$f":"$CF$8*IFERROR(CH4*$BY$16,0)","v":30.081363276630398},{"$f":"$CF$8*IFERROR(CI4*$BZ$16,0)","v":27.435631857936759},{"$f":"$CF$8*IFERROR(CJ4*$CA$16,0)","v":21.104762144074911},{"$f":"$CF$8*IFERROR(CK4*$CB$16,0)","v":27.061798358018642},{"$f":"$CF$8*IFERROR(CL4*$CC$16,0)","v":9.9469519212676012},{"$f":"(DC26+DB26+DA26+CZ26+CY26)/COUNTIF(CY26:DC26,\">0\")","v":23.126101511585663},{"$f":"$CF$8*IFERROR(CH4*$BY$6,0)","v":1.2665837169107537},{"$f":"$CF$8*IFERROR(CI4*$BZ$6,0)","v":1.371781592896838},{"$f":"$CF$8*IFERROR(CJ4*$CA$6,0)","v":1.0049886735273765},{"$f":"$CF$8*IFERROR(CK4*$CB$6,0)","v":1.2989663211848947},{"$f":"$CF$8*IFERROR(CL4*$CC$6,0)","v":0.51576787739906083},{"$f":"(DI26+DH26+DG26+DF26+DE26)/COUNTIF(DE26:DI26,\">0\")","v":1.0916176363837846},null,null,null,null,null,null,null,null,4,14.374252316652768,16.046697145884227,75,12.178245198575636]
[null,null,null,"00",84.891282002177078,0.5543955499223393,"-","-",null,null,null,null,null,null,null,null,null,null,null,null,null,null,null,null,null,null,null,null,null,null,null,413.43658394355617,null,null,null,null,null,null,null,null,null,null,null,10,15,0,0,null,null,null,"disposition des cable","effet thermique  de proximité négligable","si e/de est inférieur a:","valeur moyenne de hi/hg",null,null,null,null,null,null,null,null,null,null,null,null,null,null,null,30,0.99826029105436731,0.9917681098572908,1.0119204601948331,1.0079912487448943,1.0117846861308557,60,0.57999999999999996,0.67,0.73,0.83,0.91,60,60,null,null,null,null,null,null,null,null,null,null,null,null,null,10.663635339613219,10.705015206302148,8.9187968928871513,9.6316812038016266,5.3890601570127892,{"$f":"(CW27+CV27+CU27+CT27+CS27)/COUNTIF(CS27:CW27,\">0\")","v":9.0616377599233857},53.31817669806609,48.659160028646134,39.019736406381284,46.306159633661665,22.735097537397703,{"$f":"(DC27+DB27+DA27+CZ27+CY27)/COUNTIF(CY27:DC27,\">0\")","v":42.007666060830573},{"$f":"$CF$8*IFERROR(CH5*$BY$6,0)","v":2.2449758609712038},{"$f":"$CF$8*IFERROR(CI5*$BZ$6,0)","v":2.4329580014323064},{"$f":"$CF$8*IFERROR(CJ5*$CA$6,0)","v":1.8580826860181565},{"$f":"$CF$8*IFERROR(CK5*$CB$6,0)","v":2.2226956624157599},{"$f":"$CF$8*IFERROR(CL5*$CC$6,0)","v":1.1788569093465475},{"$f":"(DI27+DH27+DG27+DF27+DE27)/COUNTIF(DE27:DI27,\">0\")","v":1.9875138240367949},null,null,null,null,null,null,null,null,4.5,17.41360825907984,18.013680303004669,80,12.563290449969633]
[null,null,null,"000",98.217664930337193,0.43261784277099802,"-","-",null,null,null,null,null,null,null,null,null,null,null,null,null,null,null,null,null,null,null,null,null,null,null,477.19009915241168,null,null,null,null,null,null,null,null,null,null,null,10,15,0,0,null,null,null,"fonction de  fils",2,3,4,null,null,null,null,null,null,null,null,null,null,null,null,null,null,null,35,0.99021275534558895,0.9796284222302799,0.97455713088435014,0.97147617204496017,0.96620012714506354,70,0.35,0.52,0.61,0.76,0.87,70,70,null,null,null,null,"linéariser",null,null,null,null,null,null,null,null,14.414028964568962,14.653600151444337,12.613402682746798,13.199467911879996,8.2605641849197866,12.628212779111976,72.07014482284481,66.607273415656081,55.183636737017245,63.458980345576897,34.849255155130351,58.433858095245071,3.0345324135934657,3.3303636707828037,2.6277922255722497,3.0460310565876911,1.8069984154512033,2.7691435563974829,null,null,null,null,null,null,null,null,5,20.673132867966956,20.074510546565378,85,12.913031009578662]
[null,null,null,"0000",114.20139910260571,0.333445957691343,"-","-",null,null,null,null,null,null,null,null,null,null,null,null,null,null,null,null,null,null,null,null,null,null,null,552.68573029442814,null,null,null,null,null,null,null,null,null,null,null,10,15,0,0,null,null,"cote cote","un seul groupe",1,1,1,null,null,null,null,null,null,null,null,null,null,null,null,null,null,null,40,0.98091709371385227,0.96330565347581343,0.93302457792703275,0.92677255838577732,0.9088133436943846,80,0,0.3,0.46,0.69,0.84,80,80,null,null,null,null,"AWG",null,null,null,null,null,{"$f":"\"échauffement à \"&B9&\" A\"","v":"échauffement à 15 A"},null,null,17.267453530193308,17.881593844172656,15.907763002510343,16.332214182702991,10.972308094688128,15.672266530853486,86.337267650966538,81.279972018966617,69.596463135982759,78.520260493764368,46.289424774465537,72.404677614829168,3.6352533747775384,4.0639986009483309,3.3141172921896551,3.7689725037006898,2.4001923957130278,3.436506833465848,null,null,null,null,null,null,null,null,5.5,24.144354410990815,22.259932268239439,90,13.230652176540177]
[null,null,null,null,null,null,null,null,null,null,null,null,null,null,null,null,null,null,null,null,null,null,null,null,null,null,null,null,null,null,null,null,null,null,null,null,null,null,null,null,null,null,null,10,15,0,0,null,null,null,"2 multipolaire cote",0.5,0.5,1.41,null,null,null,null,null,null,null,null,null,null,null,null,null,null,null,45,0.9703733061591574,0.94279980359389137,0.88732280132288111,0.87388040776734599,0.8396243357788189,90,0,0,0.3,0.61,0.8,90,90,null,null,null,null,30,{"$f":"LINEST(CG3:CG22,DJ69:DJ88^{1,2,3},0)","v":2.2250845383955498},-2.1992250311762565,17.3311127570995,0,null,{"$f":"$CK$30*B9^3+$CL$30*B9^2+$CM$30*B9^1+$CN$30","v":7274.8013764268153},null,null,19.223909036486258,20.388996284487099,18.801877852177796,19.029920016270601,13.524291886317815,18.193799015147917,96.119545182431295,92.677255838577736,82.258215603277861,91.490000078224057,57.055606395403281,83.92012461958285,4.0471387445234228,4.6338627919288866,3.9170578858703742,4.3915200037547546,2.9584388501320222,3.9896036552418921,null,null,null,null,null,null,null,null,6,27.819893825642747,24.600689859699937,95,13.519339249991637]
[null,null,null,null,null,null,null,null,null,null,null,null,null,null,null,null,null,null,null,null,null,null,null,null,null,null,null,null,null,null,null,null,null,null,null,null,null,null,null,null,null,null,null,10,15,0,0,null,null,null,"3 multipolaire cote",0.75,0.75,1.65,null,null,null,null,null,null,null,null,null,null,null,null,null,null,null,50,0.95858139268150422,0.91811087258451374,0.83745180107189521,0.81279972018966617,0.75863310339836643,100,0,0,0,0.51,0.77,105,100,null,null,null,null,28,{"$f":"LINEST(CG3:CG22,DJ47:DJ66^{1,2,3},0)","v":0.82712928879043746},-2.5961341392822521,15.203940452598554,0,null,{"$f":"$CK$31*B9^3+$CL$31*B9^2+$CM$31*B9^1+$CN$31","v":2435.490275118198},null,null,20.283395483447812,22.175807472387675,21.295747231749147,21.292585412582838,15.916515559808843,20.192810231995264,101.41697741723905,100.79912487448944,93.168894138902516,102.36819909895594,67.147800017943553,92.980199109506088,4.270188522831118,5.0399562437244718,4.4366140066144055,4.9136735567498855,3.4817377787081845,4.4284340217256126,null,null,null,null,null,null,null,null,6.5,31.693241615355202,27.127527712619962,100,13.782277529070496]
[null,null,null,null,null,null,null,null,null,null,null,null,null,null,null,null,null,null,null,null,null,null,null,null,null,null,null,null,null,null,null,null,null,null,null,null,null,null,null,null,null,null,null,null,null,null,null,null,null,null,"2 trèfle cote",1,1,1.2,null,null,null,null,null,null,null,null,null,null,null,null,null,null,null,55,0.94554135328089284,0.88923886044768063,0.78341157717407484,0.74353049565273777,0.66583964655302708,120,0,0,0,0,0.69,null,125,null,null,null,null,26,{"$f":"LINEST(CG3:CG22,DJ25:DJ44^{1,2,3},0)","v":0.62645216039422313},-2.5938435904835866,12.818392367519264,0,null,{"$f":"$CK$32*B9^3+$CL$32*B9^2+$CM$32*B9^1+$CN$32","v":1722.9371189844851},null,null,20.614999999999998,23.242027407874382,23.389371141224402,23.120210371639697,18.148979115161218,21.703117607179937,103.075,105.64557912670173,102.32849874285677,111.15485755596008,76.566005642086395,99.753988213520998,4.34,5.2822789563350874,4.8727856544217509,5.3354331626860834,3.9700891814415167,4.7601173909768875,null,null,null,null,"moyenne",null,null,null,7,35.758594456771597,29.871190218672595,105,14.022652312914209]
[null,null,null,null,null,null,null,null,null,null,null,null,null,null,null,null,null,null,null,null,null,null,null,null,null,null,null,null,null,null,null,null,null,null,null,null,null,null,null,null,null,null,null,null,null,null,null,null,null,null,"3 trèfle cote",1.5,1.5,1.25,null,null,null,null,null,null,null,null,null,null,null,null,null,null,null,60,0.93125318795732315,0.85618376718339184,0.7252021296294201,0.66607273415656076,0.56124396524280096,140,0,0,0,0,0.59,null,null,null,null,null,null,24,{"$f":"LINEST(CG3:CG22,DJ3:DJ22^{1,2,3},0)","v":0.15891995526785191},-0.52700950971590954,7.0735802771664176,0,null,{"$f":"$CK$33*B9^3+$CL$33*B9^2+$CM$33*B9^1+$CN$33","v":523.88141350041678},null,null,0,23.587656090947213,25.082749580603561,24.512794893441175,20.221682552374936,23.351220779341723,0,107.21661859521461,109.73702941514058,117.84997544923642,85.310223267831759,105.02846168185584,0,5.3608309297607306,5.2255728292924086,5.6567988215633482,4.4234930583320171,5.1666739097371259,null,null,null,null,null,null,null,null,7.5,40.010732298330161,32.862421769530918,110,14.243648900660236]
[null,null,null,null,null,null,null,null,null,null,null,null,null,null,null,null,null,null,null,null,null,null,null,null,null,null,null,null,null,null,null,null,null,null,null,null,null,null,null,null,null,null,null,null,null,null,null,null,null,"L'un au dessus de l'autre","2 multipolaire dessus",2,2,1.35,null,null,null,null,null,null,null,null,null,null,null,null,null,null,null,65,0.91571689671079526,0.81894559279164758,0.662823458437931,0.58042643570113528,0.44484605946768807,200,null,null,null,null,0,null,null,null,null,null,null,22,{"$f":"LINEST(CG3:CG22,DD91:DD110^{1,2,3},0)","v":0.10085824183608691},-0.77449167451325018,6.7058942916220881,0,null,{"$f":"$CK$34*B9^3+$CL$34*B9^2+$CM$34*B9^1+$CN$34","v":266.72435380564337},null,null,0,0,26.375882549886615,25.470338977987279,22.134625871449995,24.660282466441299,0,0,115.39448615575394,122.45355277878498,93.380452895179658,110.40949727657285,0,0,5.4949755312263786,5.8777705333816792,4.8419494093796862,5.4048984913292486,null,null,null,null,null,null,null,null,8,44.444923817927439,36.131966756868032,115,14.448452591446024]
[null,null,null,null,null,null,null,null,null,null,null,null,null,null,null,null,null,null,null,null,null,null,null,null,null,null,null,null,null,null,null,null,null,null,null,null,null,null,null,null,null,null,null,null,null,null,null,null,null,null,"3 multipolaire dessus",4,4,1.57,null,null,null,null,null,null,null,null,null,null,null,null,null,null,null,70,0.89893247954130917,0.77752433727244785,0.59627556359960765,0.48659160028646131,0.31664592922768842,null,null,null,null,null,null,null,null,null,null,null,null,20,{"$f":"LINEST(CG3:CG22,CR3:CR22^{1,2,3},0)","v":4.0992522230780946E-2},-0.3657048772350095,4.8186134397185993,0,null,{"$f":"$CK$35*B9^3+$CL$35*B9^2+$CM$35*B9^1+$CN$35","v":128.34536674678753},null,null,0,0,0,25.992842625277998,23.887809072386396,24.940325848832195,0,0,0,124.96558954460576,100.77669452413011,112.87114203436794,0,0,0,5.9983482981410763,5.225458234584524,5.6119032663628001,null,null,null,null,null,null,null,null,8.5,49.056852291351795,39.710569572357009,120,14.640248684409038]
[null,null,null,null,null,null,null,null,null,null,null,null,null,null,null,null,null,null,null,null,null,null,null,null,null,null,null,null,null,null,null,null,null,null,null,null,null,null,null,null,null,null,null,null,null,null,null,null,null,null,"2 trèfles dessus",4,4,1.39,null,null,null,null,null,null,null,null,null,null,null,null,null,null,null,75,0.88089993644886477,0.73192000062579243,0.52555844511444993,0.38456822791253875,0.17664357452280188,null,null,null,null,null,null,null,null,null,null,null,null,18,{"$f":"LINEST(CG3:CG22,CX3:CX22^{1,2,3},0)","v":1.4874641563758215E-2},-0.18822082917300911,3.3580029575804531,0,null,{"$f":"$CK$36*B9^3+$CL$36*B9^2+$CM$36*B9^1+$CN$36","v":58.222273077463718},null,null,0,0,0,26.080305835313343,25.481232155184145,25.780768995248742,0,0,0,125.38608574669877,107.49894815468311,116.44251695069093,0,0,0,6.0185321158415412,5.5740195339465313,5.7962758248940363,null,null,null,null,null,null,null,null,9,53.842556497593165,43.628974607670933,125,14.822222478686726]
[null,null,null,null,null,null,null,null,null,null,null,null,null,null,null,null,null,null,null,null,null,null,null,null,null,null,null,null,null,null,null,null,null,null,null,null,null,null,null,null,null,null,null,null,null,null,null,null,null,null,"près d'une surface vertical ou d'une surface horizontale sous le cable",0.5,0.5,1.23,null,null,null,null,null,null,null,null,null,null,null,null,null,null,null,80,0.86161926743346207,0.68213258285168143,0.45067210298245775,0.2743563185793676,0,null,null,null,null,null,null,null,null,null,null,null,null,16,{"$f":"LINEST(CG3:CG22,CX25:CX44^{1,2,3},0)","v":5.6199504603746788E-3},-8.2646454856039622E-2,2.4317808223484887,0,null,{"$f":"$CK$37*B9^3+$CL$37*B9^2+$CM$37*B9^1+$CN$37","v":36.84859279638296},null,null,0,0,0,0,26.914895119843237,26.914895119843237,0,0,0,0,113.54721378683865,113.54721378683865,0,0,0,0,5.8876333074657081,5.8876333074657081,null,null,null,null,null,null,null,null,9.5,58.798382928069422,47.9179262544829,130,14.997559273416542]
[null,null,null,null,null,null,null,null,null,null,null,null,null,null,null,null,null,null,null,null,null,null,null,null,null,null,null,null,null,null,null,null,null,null,null,null,null,null,null,null,null,null,null,null,null,null,null,null,null,null,null,null,null,null,null,null,null,null,null,null,null,null,null,null,null,null,null,null,null,85,0.84109047249510116,0.62816208395011497,0.3716165372036313,0.15595587228694785,null,null,null,null,null,null,null,null,null,null,null,null,null,14,{"$f":"LINEST(CG3:CG22,CX47:CX66^{1,2,3},0)","v":2.6658906216374015E-3},-8.1583965489419957E-2,2.2182637218029391,0,null,{"$f":"$CK$38*B9^3+$CL$38*B9^2+$CM$38*B9^1+$CN$38","v":23.914944439950823},null,null,0,0,0,0,28.188797966363673,28.188797966363673,0,0,0,0,118.92149142059674,118.92149142059674,0,0,0,0,6.1662995551420536,6.1662995551420536,null,null,null,null,50,10,null,null,10,63.920946645010766,52.608168904465998,135,15.169444367735952]
[null,null,null,null,null,null,null,null,null,null,null,null,null,null,null,null,null,null,null,null,null,null,null,null,null,null,null,null,null,null,null,null,null,null,null,null,null,null,null,null,null,null,null,null,null,null,null,null,null,null,null,null,null,null,null,null,null,null,null,null,null,null,null,null,null,null,null,null,null,90,0.81931355163378194,0.57000850392109292,0.2883917477779705,0,null,null,null,null,null,null,null,null,null,null,null,null,null,12,{"$f":"LINEST(CG3:CG22,CX69:CX88^{1,2,3},0)","v":1.8610976162559104E-3},-8.0197855222470624E-2,2.0289971372604474,0,null,{"$f":"$CK$39*B9^3+$CL$39*B9^2+$CM$39*B9^1+$CN$39","v":18.671644088714519},null,null,0,0,0,0,29.302940694745448,29.302940694745448,0,0,0,0,123.62178105595736,123.62178105595736,0,0,0,0,6.4100182769755669,6.4100182769755669,null,null,null,null,60,12,null,null,10.5,69.207098861699649,57.730446949293281,140,15.341063060782403]
[null,"tableau 1",null,null,null,null,null,null,"Tableau 2",null,null,null,null,null,null,null,null,null,null,null,null,null,null,null,null,null,null,null,null,null,null,null,null,null,null,null,null,null,null,null,null,null,null,null,null,null,null,null,null,null,null,null,null,null,null,null,null,null,null,null,null,null,null,null,null,null,null,null,null,95,0.79628850484950453,0.50767184276461519,0.20099773470547533,null,null,null,null,"echauffement",{"$f":"B10","v":10},null,null,null,null,null,null,null,null,10,{"$f":"LINEST(CG3:CG22,CX91:CX110^{1,2,3},0)","v":7.3933694136518171E-4},-4.4447179429473668E-2,1.5505253827419092,0,null,{"$f":"$CK$40*B9^3+$CL$40*B9^2+$CM$40*B9^1+$CN$40","v":15.752527546604551},null,null,0,0,0,0,30.257323304988571,30.257323304988571,0,0,0,0,127.64808269292054,127.64808269292054,0,0,0,0,6.6187894729662498,6.6187894729662498,null,null,null,null,{"$f":"105-30","v":75},13,null,null,11,74.653899819633295,63.315504780637887,145,15.515600651693351]
[null,null,null,null,null,null,null,null,null,null,null,null,null,null,null,null,null,null,null,null,null,null,null,null,null,null,null,null,null,null,null,null,null,null,null,null,null,null,null,null,null,null,null,null,null,null,null,null,null,null,null,null,null,null,null,null,null,null,null,null,null,null,null,null,null,null,null,null,null,100,0.77201533214226892,0.44115210048068221,0.10943449798614568,null,null,null,null,null,null,null,null,null,null,null,null,null,null,8,{"$f":"LINEST(CG3:CG22,DD3:DD22^{1,2,3},0)","v":2.6607421879443449E-4},-1.884584723086322E-2,1.005196717776925,0,null,{"$f":"$CK$41*B9^3+$CL$41*B9^2+$CM$41*B9^1+$CN$41","v":11.735635628140866},null,null,0,0,0,0,31.051945797093037,31.051945797093037,0,0,0,0,131.00039633148626,131.00039633148626,0,0,0,0,6.7926131431141021,6.7926131431141021,null,null,null,null,{"$f":"125-30","v":95},14,null,null,11.5,80.258595891837444,69.394086790172864,150,15.696242439606255]
[null,null,null,null,null,null,null,null,null,null,null,null,null,null,null,null,null,null,null,null,null,null,null,null,null,null,null,null,null,null,null,null,null,null,null,null,null,null,null,null,null,null,null,null,null,null,null,null,null,null,null,null,null,null,null,null,null,null,null,null,null,null,null,null,null,null,null,null,null,105,0.74649403351207488,0.37044927706929331,0,null,null,null,null,null,null,null,null,null,null,null,null,null,null,6,{"$f":"LINEST(CG3:CG22,DD25:DD44^{1,2,3},0)","v":1.2829357296589299E-4},-1.3592642915999154E-2,0.82115908980094432,0,null,{"$f":"$CK$42*B9^3+$CL$42*B9^2+$CM$42*B9^1+$CN$42","v":9.6920324996742444},null,null,0,0,0,0,31.686808171058846,31.686808171058846,0,0,0,0,133.67872197165451,133.67872197165451,0,0,0,0,6.9314892874191223,6.9314892874191223,null,null,null,null,170,17,null,null,12,86.018600095886384,75.996937369571299,155,15.886173723658569]
[null,null,null,null,null,null,null,null,null,null,null,null,null,null,null,null,null,null,null,null,null,null,null,null,null,null,null,null,null,null,null,null,null,null,null,null,null,null,null,null,null,null,null,null,null,null,null,null,null,null,null,null,null,null,null,null,null,null,null,null,null,null,null,null,null,null,null,null,null,110,0.71972460895892276,0.29556337253044918,null,null,null,null,80,90,105,125,200,null,null,null,null,null,null,4,{"$f":"LINEST(CG3:CG22,DD47:DD66^{1,2,3},0)","v":5.9597236520290216E-5},-8.9905081603102784E-3,0.68011943696445654,0,null,{"$f":"$CK$43*B9^3+$CL$43*B9^2+$CM$43*B9^1+$CN$43","v":8.3800678916530149},null,null,0,0,0,0,32.161910426885996,32.161910426885996,0,0,0,0,135.68305961342529,135.68305961342529,0,0,0,0,7.035417905881312,7.035417905881312,null,null,null,null,null,null,null,null,12.5,91.931475385861972,83.154800910506282,160,16.088579802987748]
[null,null,null,null,null,null,null,null,null,null,null,null,null,null,null,null,null,null,null,null,null,null,null,null,null,null,null,null,null,null,null,null,null,null,null,null,null,null,null,null,null,null,null,null,null,null,null,null,null,null,null,null,null,null,null,null,null,null,null,null,null,null,null,null,null,null,null,null,null,115,0.69170705848281233,0.21649438686414912,null,null,null,null,{"$f":"INDIRECT(\"BW\"&MATCH(BW21-CA40,BR23:BR62)+22)","v":0.31664592922768842},{"$f":"INDIRECT(\"BV\"&MATCH(BV21-CA40,BR23:BR62)+22)","v":0.2743563185793676},{"$f":"INDIRECT(\"BU\"&MATCH(BU21-CA40,BR23:BR62)+22)","v":0.20099773470547533},{"$f":"INDIRECT(\"BT\"&MATCH(BT21-CA40,BR23:BR62)+22)","v":0.21649438686414912},{"$f":"INDIRECT(\"BS\"&MATCH(BS21-CA40,BR23:BR62)+22)","v":0.12166869058616536},null,null,null,null,null,null,2,{"$f":"LINEST(CG3:CG22,DD69:DD88^{1,2,3},0)","v":2.574850235035973E-5},-5.2196550077340531E-3,0.51506630261739372,0,null,{"$f":"$CK$44*B9^3+$CL$44*B9^2+$CM$44*B9^1+$CN$44","v":6.6384733579532078},null,null,0,0,0,0,32.477252564574492,32.477252564574492,0,0,0,0,137.01340925679864,137.01340925679864,0,0,0,0,7.1043989985006704,7.1043989985006704,null,null,null,null,null,null,null,null,13,97.994920230093811,90.898421804650923,165,16.306645976731243]
[null,null,null,null,null,null,null,null,null,null,null,null,null,null,null,null,null,null,null,null,null,null,null,null,null,null,null,null,null,null,null,null,null,null,null,null,null,null,null,null,null,null,null,null,null,null,null,null,null,null,null,null,null,null,null,null,null,null,null,null,null,null,null,null,null,null,null,null,null,120,0.66244138208374359,0.13324232007039383,null,null,null,null,null,null,null,null,null,null,null,null,null,null,null,null,null,null,null,null,null,null,null,null,"AWG14",null,null,null,null,null,"AWG4",null,null,null,null,null,"AWG28",null,null,null,null,null,null,null,null,null,null,null,null,null,13.5,104.2067560848978,99.258544443678289,170,16.543557544026523]
[null,null,null,null,null,null,null,null,null,null,null,null,null,null,null,null,null,null,null,null,null,null,null,null,null,null,null,null,null,null,null,null,null,null,null,null,null,null,null,null,null,null,null,null,null,null,null,null,null,null,null,null,null,null,null,null,null,null,null,null,null,null,null,null,null,null,null,null,null,125,0.63192757976171676,0,null,null,null,null,null,null,null,null,null,null,null,null,null,null,null,null,null,null,null,null,null,null,null,null,80,90,105,125,200,"moyenne",80,90,105,125,200,"moyenne",80,90,105,125,200,"moyenne",null,null,null,null,null,null,null,null,14,110.56491645316152,108.26591321926145,175,16.802499804011028]
[null,null,null,null,null,null,null,null,null,null,null,null,null,null,null,null,null,null,null,null,null,null,null,null,null,null,null,null,null,null,null,null,null,null,null,null,null,null,null,null,null,null,null,null,null,null,null,null,null,null,null,null,null,null,null,null,null,null,null,null,null,null,null,null,null,null,null,null,null,130,0.60016565151673151,null,null,null,null,null,null,null,null,null,null,null,null,null,null,null,null,null,null,null,null,null,null,null,null,null,null,null,null,null,null,0,null,null,null,null,null,0,null,null,null,null,null,0,null,null,null,null,null,null,null,null,14.5,117.06743727711599,117.9512725230735,180,17.086658055822216]
[null,null,null,null,null,null,null,null,null,null,null,null,null,null,null,null,null,null,null,null,null,null,null,null,null,null,null,null,null,null,null,null,null,null,null,null,null,null,null,null,null,null,null,null,null,null,null,null,null,null,null,null,null,null,null,null,null,null,null,null,null,null,null,null,null,null,null,null,null,135,0.56715559734878807,null,null,null,null,null,null,null,null,null,null,null,null,null,null,null,null,null,null,null,null,null,null,null,null,null,{"$f":"$CF$8*IFERROR(CH4*$BY$12,0)","v":8.5494400891475877},{"$f":"$CF$8*IFERROR(CI4*$BZ$12,0)","v":8.2306895573810284},{"$f":"$CF$8*IFERROR(CJ4*$CA$12,0)","v":6.6329252452806857},{"$f":"$CF$8*IFERROR(CK4*$CB$12,0)","v":8.659775474565965},{"$f":"$CF$8*IFERROR(CL4*$CC$12,0)","v":3.3156506404225339},{"$f":"(CW48+CV48+CU48+CT48+CS48)/COUNTIF(CS48:CW48,\">0\")","v":7.0776962013595606},{"$f":"$CF$8*IFERROR(CH4*$BY$17,0)","v":39.580741153461055},{"$f":"$CF$8*IFERROR(CI4*$BZ$17,0)","v":37.038103008214627},{"$f":"$CF$8*IFERROR(CJ4*$CA$17,0)","v":29.144671532293923},{"$f":"$CF$8*IFERROR(CK4*$CB$17,0)","v":36.804045766905354},{"$f":"$CF$8*IFERROR(CL4*$CC$17,0)","v":13.262602561690136},{"$f":"(DC48+DB48+DA48+CZ48+CY48)/COUNTIF(CY48:DC48,\">0\")","v":31.166032804513019},{"$f":"$CF$8*IFERROR(CH4*$BY$5,0)","v":0.94993778768306525},{"$f":"$CF$8*IFERROR(CI4*$BZ$5,0)","v":1.0974252743174704},{"$f":"$CF$8*IFERROR(CJ4*$CA$5,0)","v":0.80399093882190131},{"$f":"$CF$8*IFERROR(CK4*$CB$5,0)","v":1.0824719343207456},{"$f":"$CF$8*IFERROR(CL4*$CC$5,0)","v":0.44208675205633785},{"$f":"(DI48+DH48+DG48+DF48+DE48)/COUNTIF(DE48:DI48,\">0\")","v":0.87518253743990404},null,null,null,null,null,null,null,null,15,123.71244846165804,128.34536674678753,185,17.399217598597545]
[null,null,null,null,null,null,null,null,null,null,null,null,null,null,null,null,null,null,null,null,null,null,null,null,null,null,null,null,null,null,null,null,null,null,null,null,null,null,null,null,null,null,null,null,null,null,null,null,null,null,null,null,null,null,null,null,null,null,null,null,null,null,null,null,null,null,null,null,null,140,0.53289741725788642,null,null,null,null,null,null,null,null,null,null,null,null,null,null,null,null,null,null,null,null,null,null,null,null,null,15.153587061555626,14.59774800859384,12.263345727719834,14.817971082771733,7.5783658457992349,{"$f":"(CW49+CV49+CU49+CT49+CS49)/COUNTIF(CS49:CW49,\">0\")","v":12.882203545288053},70.155495655350123,65.689866038672278,53.884397894526536,62.97637710177986,30.31346338319694,{"$f":"(DC49+DB49+DA49+CZ49+CY49)/COUNTIF(CY49:DC49,\">0\")","v":56.603920014705146},{"$f":"$CF$8*IFERROR(CH5*$BY$5,0)","v":1.6837318957284029},{"$f":"$CF$8*IFERROR(CI5*$BZ$5,0)","v":1.9463664011458452},{"$f":"$CF$8*IFERROR(CJ5*$CA$5,0)","v":1.4864661488145252},{"$f":"$CF$8*IFERROR(CK5*$CB$5,0)","v":1.8522463853464666},{"$f":"$CF$8*IFERROR(CL5*$CC$5,0)","v":1.010448779439898},{"$f":"(DI49+DH49+DG49+DF49+DE49)/COUNTIF(DE49:DI49,\">0\")","v":1.5958519220950276},null,null,null,null,null,null,null,null,15.5,130.4981663614991,139.47894028207665,190,17.743363731474474]
[null,null,null,null,null,null,null,null,null,null,null,null,null,null,"selection manuel disposition câble",null,null,null,null,null,null,null,null,null,null,null,null,null,null,null,null,null,"MIL STD 339",null,null,null,null,null,null,null,null,null,null,null,null,null,null,null,null,null,null,null,null,null,null,null,null,null,null,null,null,null,null,null,null,null,null,null,null,145,0.49739111124402635,null,null,null,null,null,null,null,null,null,null,null,null,null,null,null,null,null,null,null,null,null,null,null,null,null,20.483093791755895,19.982182024696822,17.343428688776847,20.306873710584608,11.616418385043449,17.946399320171523,94.829137924795802,89.919819111135709,76.205974541595239,86.304213269984587,46.465673540173796,78.744963677537029,2.2758993101950993,2.6642909366262431,2.1022337804577997,2.5383592138230759,1.54885578467246,2.2259278051549356,null,null,null,null,null,null,null,null,16,137.42288709464935,151.38273752061392,195,18.122281753590464]
[null,null,null,null,null,null,null,null,null,null,null,null,null,null,"fonction de fils",null,null,null,null,null,null,null,null,null,null,null,null,null,null,null,null,null,null,null,null,null,null,null,null,null,null,null,null,null,null,null,null,null,null,null,null,null,null,null,null,null,null,null,null,null,null,null,null,null,null,null,null,null,null,150,0.4606366793072082,null,null,null,null,"régression",null,null,null,null,null,null,null,null,null,null,null,null,null,null,null,null,null,null,null,null,24.537960279748383,24.383991605689985,21.873174128451723,25.126483358004599,15.429808258155179,22.270283526009973,113.60166796179807,109.72796222560493,96.1094014735,106.78755427151954,61.719233032620714,97.589163793008652,2.726440031083154,3.2511988807586647,2.651293833751724,3.1408104197505748,2.0573077677540237,2.7654101866196283,null,null,null,null,null,null,null,null,16.5,144.48498056808802,164.0875028540724,200,18.539156964082949]
[null,null,null,null,null,null,null,null,null,null,null,null,null,null,"fonction de fils",null,null,null,null,null,null,null,null,null,null,null,null,null,null,null,null,null,null,null,null,null,null,null,null,null,null,null,null,null,null,null,null,null,null,null,null,null,null,null,null,null,null,null,null,null,null,null,null,null,null,null,null,null,null,155,0.42263412144743173,null,null,null,null,null,null,{"$f":"LINEST(BY22:BY29,BX22:BX29^{1,2,3},0)","v":5.7698346721790092E-6},null,null,null,null,null,null,null,null,null,null,null,null,null,null,null,null,null,null,27.318186525533104,27.803176751573318,25.85258204674447,29.276800025031697,19.018535465134427,25.853856162803403,126.47308576635696,125.11429538207994,113.59467869024085,124.42640010638472,76.074141860537708,113.13652036112003,3.0353540583925671,3.7070902335431093,3.1336463086962993,3.6596000031289622,2.5358047286845906,3.2142990664891058,null,null,null,null,null,null,null,null,17,151.68288512025842,177.62398067412522,205,18.9971746620894]
[null,null,null,null,null,null,null,null,null,null,null,null,null,null,null,null,null,null,null,null,null,null,null,null,null,null,null,null,null,null,null,null,null,null,null,null,null,null,null,null,null,null,null,null,null,null,null,null,null,null,null,null,null,null,null,null,null,null,null,null,null,null,null,null,null,null,null,null,null,160,0.38338343766469696,null,null,null,null,null,"80°C",{"$f":"LINEST(BY21:BY29,BX21:BX29^{1,2},80)","v":-2.3604448929773615E-4},6.2259800071944316E-3,1.0374453262829852,{"$error":"#N/A"},null,null,null,null,null,null,null,null,null,null,null,null,null,null,null,28.823772529110048,30.239737462346831,29.281652443655076,32.757823711665907,22.382600005981185,28.697117230551811,133.44339133847245,136.07881858056072,128.66180619181776,139.2207507745801,89.530400023924742,125.38703338187115,3.2026413921233385,4.0319649949795773,3.5492912052915244,4.0947279639582383,2.9843466674641581,3.572594444763368,null,null,null,null,null,null,null,null,17.5,159.01510270025204,192.02291537244548,210,19.499520146747273]
[null,null,null,null,null,null,null,null,null,null,null,null,null,null,null,null,null,null,null,null,null,null,null,null,null,null,null,null,null,null,null,null,null,null,null,null,null,null,null,null,null,null,null,null,null,null,null,null,null,null,null,null,null,null,null,null,null,null,null,null,null,null,null,null,null,null,null,null,null,165,0.34288462795900398,null,null,null,null,null,"90°C",{"$f":"LINEST(BZ21:BZ30,BX21:BX30^{1,2},90)","v":-1.6377073918497076E-4},3.3420827070362483E-3,1.0551224328002806,{"$error":"#N/A"},null,null,null,null,null,null,null,null,null,null,null,null,null,null,null,29.294999999999998,31.693673738010521,32.160385319183554,35.569554417907227,25.522001880695463,30.848123071159353,135.625,142.62153182104734,141.31078397823077,151.1706062761057,102.08800752278185,134.56318591963313,3.2549999999999999,4.2258231650680695,3.8982285235374006,4.4461943022384034,3.4029335840927284,3.8456359149873207,null,null,null,null,null,null,null,null,18,166.48019451596971,207.31505134070619,215,20.049378717194031]
[null,null,null,null,null,null,null,null,null,null,null,null,null,null,null,null,null,null,null,null,null,null,null,null,null,null,null,null,null,null,null,null,null,null,null,null,null,null,null,null,null,null,null,null,null,null,null,null,null,null,null,null,null,null,null,null,null,null,null,null,null,null,null,null,null,null,null,null,null,170,0.30113769233035281,null,null,null,null,null,"105°C",{"$f":"LINEST(CA21:CA31,CD21:CD31^{1,2},105)","v":-8.3384472936687046E-5},-2.0526751212119301E-3,1.1485467394742093,{"$error":"#N/A"},null,null,null,null,null,null,null,null,null,null,null,null,null,null,null,0,32.164985578564384,34.488780673329899,37.711992143755651,28.436741089277255,33.200624871231796,0,144.74243510353972,151.54161204947985,160.27596661096155,113.74696435710902,142.57674453027255,0,4.2886647438085843,4.1804582634339269,4.7139990179694564,3.7915654785703006,4.2436718759455667,null,null,null,null,null,null,null,null,18.5,174.07677709375767,223.5311329705805,220,20.649935672567111]
[null,null,null,null,null,null,null,null,null,null,null,null,null,null,null,null,null,null,null,null,null,null,null,null,null,null,null,null,null,null,null,null,null,null,null,null,null,null,null,null,null,null,null,null,null,null,null,null,null,null,null,null,null,null,null,null,null,null,null,null,null,null,null,null,null,null,null,null,null,175,0.25814263077874333,null,null,null,null,null,"125°C",{"$f":"LINEST(CB21:CB32,CE21:CE32^{1,2},125)","v":-8.3661622549111164E-5},3.0100679402900415E-3,0.97676153194278958,{"$error":"#N/A"},null,null,null,null,null,null,null,null,null,null,null,null,null,null,null,0,0,36.266838506094096,39.185136889211194,31.126817631726556,35.52626434234395,0,0,159.35429040556497,166.53683177914758,124.50727052690623,150.13279757053957,0,0,4.3959804249811025,4.8981421111513992,4.1502423508968738,4.4814549623431246,null,null,null,null,null,null,null,null,19,181.80351870043626,240.70190465374148]
[null,null,null,null,null,null,null,null,null,null,null,null,null,null,null,null,null,null,null,null,null,null,null,null,null,null,null,null,null,null,null,null,null,null,null,null,null,null,null,null,null,null,null,null,null,null,null,null,null,null,null,null,null,null,null,null,null,null,null,null,null,null,null,null,null,null,null,null,null,180,0.21389944330417565,null,null,null,null,null,"200°C",{"$f":"LINEST(CC21:CC34,BX21:BX34^{1,2},200)","v":-2.4962518459165061E-5},1.3056558090051711E-5,1.0203348609249143,{"$error":"#N/A"},null,null,null,null,null,null,null,null,null,null,null,null,null,null,null,0,0,0,39.988988654273847,33.592231508043369,36.790610081158604,0,0,0,169.95320178066385,134.36892603217348,152.16106390641866,0,0,0,4.9986235817842308,4.4789642010724489,4.7387938914283403,null,null,null,null,null,null,null,null,19.5,189.65913608565168,258.85811078186214]
[null,null,null,null,null,null,null,null,null,null,null,null,null,null,null,null,null,null,null,null,null,null,null,null,null,null,null,null,null,null,null,null,null,null,null,null,null,null,null,null,null,null,null,null,null,null,null,null,null,null,null,null,null,null,null,null,null,null,null,null,null,null,null,null,null,null,null,null,null,185,0.16840812990664966,null,null,null,null,null,null,null,null,null,null,null,null,null,null,null,null,null,null,null,null,null,null,null,null,null,0,0,0,40.123547438943604,35.832982718227704,37.97826507858565,0,0,0,170.52507661551033,143.33193087291082,156.92850374421056,0,0,0,5.0154434298679504,4.7777310290970272,4.8965872294824884,null,null,null,null,null,null,null,null,20,197.64239150832316,278.03049574661577]
[null,null,null,null,null,null,null,null,null,null,null,null,null,null,null,null,null,null,null,null,null,null,null,null,null,null,null,null,null,null,null,null,null,null,null,null,null,null,null,null,null,null,null,null,null,null,null,null,null,null,null,null,null,null,null,null,null,null,null,null,null,null,null,null,null,null,null,null,null,190,0.12166869058616536,null,null,null,null,null,null,null,null,null,null,null,null,null,null,null,null,null,null,null,null,null,null,null,null,null,0,0,0,0,37.849071262279551,37.849071262279551,0,0,0,0,151.39628504911821,151.39628504911821,0,0,0,0,5.046542834970607,5.046542834970607,null,null,null,null,null,null,null,null,20.5,205.75209001586498,298.2498039396753]
[null,null,null,null,null,null,null,null,null,null,null,null,null,null,null,null,null,null,null,null,null,null,null,null,null,null,null,null,null,null,null,null,null,null,null,null,null,null,null,null,null,null,null,null,null,null,null,null,null,null,null,null,null,null,null,null,null,null,null,null,null,null,null,null,null,null,null,null,null,195,7.3681125342722975E-2,null,null,null,null,null,null,null,null,null,null,null,null,null,null,null,null,null,null,null,null,null,null,null,null,null,0,0,0,0,39.640497140198917,39.640497140198917,0,0,0,0,158.56198856079567,158.56198856079567,0,0,0,0,5.2853996186931891,5.2853996186931891,null,null,null,null,null,null,null,null,21,213.98707694900679,319.54677975271369]
[null,null,null,null,null,null,null,null,null,null,null,null,null,null,null,null,null,null,null,null,null,null,null,null,null,null,null,null,null,null,null,null,null,null,null,null,null,null,null,null,null,null,null,null,null,null,null,null,null,null,null,null,null,null,null,null,null,null,null,null,null,null,null,null,null,null,null,null,null,200,0,null,null,null,null,null,null,null,null,null,null,null,null,null,null,null,null,null,null,null,null,null,null,null,null,null,0,0,0,0,41.207260351985788,41.207260351985788,0,0,0,0,164.82904140794315,164.82904140794315,0,0,0,0,5.4943013802647718,5.4943013802647718,null,null,null,null,null,null,null,null,21.5,222.3462356485341,341.95216757740434]
[null,null,null,null,null,null,null,null,null,null,null,null,null,null,null,null,null,null,null,null,null,null,null,null,null,null,null,null,null,null,null,null,null,null,null,null,null,null,null,null,null,null,null,null,null,null,null,null,null,null,null,null,null,null,null,null,null,null,null,null,null,null,null,null,null,null,null,null,null,205,null,null,null,null,null,null,null,null,null,null,null,null,null,null,null,null,null,null,null,null,null,null,null,null,null,null,0,0,0,0,42.549360897640177,42.549360897640177,0,0,0,0,170.19744359056071,170.19744359056071,0,0,0,0,5.6732481196853568,5.6732481196853568,null,null,null,null,null,null,null,null,22,230.82848534325899,365.49671180542009]
[null,null,null,null,null,null,null,null,null,null,null,null,null,null,null,null,null,null,null,null,null,null,null,null,null,null,null,null,null,null,null,null,null,null,null,null,null,null,null,null,null,null,null,null,null,null,null,null,null,null,null,null,null,null,null,null,null,null,null,null,null,null,null,null,null,null,null,null,null,null,null,null,null,null,null,null,null,null,null,null,null,null,null,null,null,null,null,null,null,null,null,null,null,null,null,null,0,0,0,0,43.666798777162086,43.666798777162086,0,0,0,0,174.66719510864834,174.66719510864834,0,0,0,0,5.8222398369549442,5.8222398369549442,null,null,null,null,null,null,null,null,22.5,239.43277920107238,390.21115682843418]
[null,null,null,null,null,null,null,null,null,null,null,null,null,null,null,null,null,null,null,null,null,null,null,null,null,null,null,null,null,null,null,null,null,null,null,null,null,null,null,null,null,null,null,null,null,null,null,null,null,null,null,null,null,null,null,null,null,null,null,null,null,null,null,null,null,null,null,null,null,null,null,null,null,null,null,null,null,null,null,null,null,null,null,null,null,null,null,null,null,null,null,null,null,null,null,null,0,0,0,0,44.559573990551506,44.559573990551506,0,0,0,0,178.23829596220602,178.23829596220602,0,0,0,0,5.9412765320735339,5.9412765320735339,null,null,null,null,null,null,null,null,23,248.15810252711509,416.12624703811952]
[null,null,null,null,null,null,null,null,null,null,null,null,null,null,null,null,null,null,null,null,null,null,null,null,null,null,null,null,null,null,null,null,null,null,null,null,null,null,null,null,null,null,null,null,null,null,null,null,null,null,null,null,null,null,null,null,null,null,null,null,null,null,null,null,null,null,null,null,null,null,null,null,null,null,null,null,null,null,null,null,null,null,null,null,null,null,null,null,null,null,null,null,null,null,null,null,0,0,0,0,45.227686537808431,45.227686537808431,0,0,0,0,180.91074615123372,180.91074615123372,0,0,0,0,6.0303582050411242,6.0303582050411242,null,null,null,null,null,null,null,null,23.5,257.00347109498119,443.27272682614944]
[null,null,null,null,null,null,null,null,null,null,null,null,null,null,null,null,null,null,null,null,null,null,null,null,null,null,null,null,null,null,null,null,null,null,null,null,null,null,null,null,null,null,null,null,null,null,null,null,null,null,null,null,null,null,null,null,null,null,null,null,null,null,null,null,null,null,null,null,null,null,null,null,null,null,null,null,null,null,null,null,null,null,null,null,null,null,null,null,null,null,null,null,null,null,null,null,0,0,0,0,45.671136418932882,45.671136418932882,0,0,0,0,182.68454567573153,182.68454567573153,0,0,0,0,6.0894848558577177,6.0894848558577177,null,null,null,null,null,null,null,null,24,265.96792959849023,471.68134058419673]
[null,null,null,null,null,null,null,null,null,null,null,null,null,null,null,null,null,null,null,null,null,null,null,null,null,null,null,null,null,null,null,null,null,null,null,null,null,null,null,null,null,null,null,null,null,null,null,null,null,null,null,null,null,null,null,null,null,null,null,null,null,null,null,null,null,null,null,null,null,null,null,null,null,null,null,null,null,null,null,null,null,null,null,null,null,null,null,null,null,null,null,null,null,null,null,null,"AWG12",null,null,null,null,null,"AWG2",null,null,null,null,null,"AWG30",null,null,null,null,null,null,null,null,null,null,null,null,null,24.5,275.0505502129725,501.38283270393458]
[null,null,null,null,null,null,null,null,null,null,null,null,null,null,null,null,null,null,null,null,null,null,null,null,null,null,null,null,null,null,null,null,null,null,null,null,null,null,null,null,null,null,null,null,null,null,null,null,null,null,null,null,null,null,null,null,null,null,null,null,null,null,null,null,null,null,null,null,null,null,null,null,null,null,null,null,null,null,null,null,null,null,null,null,null,null,null,null,null,null,null,null,null,null,null,null,80,90,105,125,200,"moyenne",80,90,105,125,200,"moyenne",80,90,105,125,200,"moyenne",null,null,null,null,null,null,null,null,25,284.25043125622278,532.40794757703634]
[null,null,null,null,null,null,null,null,null,null,null,null,null,null,null,null,null,null,null,null,null,null,null,null,null,null,null,null,null,null,null,null,null,null,null,null,null,null,null,null,null,null,null,null,null,null,null,null,null,null,null,null,null,null,null,null,null,null,null,null,null,null,null,null,null,null,null,null,null,null,null,null,null,null,null,null,null,null,null,null,null,null,null,null,null,null,null,null,null,null,null,null,null,null,null,null,null,null,null,null,null,0,null,null,null,null,null,0,null,null,null,null,null,0,null,null,null,null,null,null,null,null,25.5,293.56669594035549,564.78742959517479]
[null,null,null,null,null,null,null,null,null,null,null,null,null,null,null,null,null,null,null,null,null,null,null,null,null,null,null,null,null,null,null,null,null,null,null,null,null,null,null,null,null,null,null,null,null,null,null,null,null,null,null,null,null,null,null,null,null,null,null,null,null,null,null,null,null,null,null,null,null,null,null,null,null,null,null,null,null,null,null,null,null,null,null,null,null,null,null,null,null,null,null,null,null,null,null,null,{"$f":"$CF$8*IFERROR(CH4*$BY$13,0)","v":11.399253452196783},{"$f":"$CF$8*IFERROR(CI4*$BZ$13,0)","v":10.974252743174704},{"$f":"$CF$8*IFERROR(CJ4*$CA$13,0)","v":9.0448980617463892},{"$f":"$CF$8*IFERROR(CK4*$CB$13,0)","v":10.824719343207455},{"$f":"$CF$8*IFERROR(CL4*$CC$13,0)","v":4.0524618938497632},{"$f":"(CW70+CV70+CU70+CT70+CS70)/COUNTIF(CS70:CW70,\">0\")","v":9.2591170988350182},{"$f":"$CF$8*IFERROR(CH4*$BY$18,0)","v":53.82980796870703},{"$f":"$CF$8*IFERROR(CI4*$BZ$18,0)","v":49.384137344286167},{"$f":"$CF$8*IFERROR(CJ4*$CA$18,0)","v":40.199546941095065},{"$f":"$CF$8*IFERROR(CK4*$CB$18,0)","v":48.711237044433553},{"$f":"$CF$8*IFERROR(CL4*$CC$18,0)","v":17.683470082253514},{"$f":"(DC70+DB70+DA70+CZ70+CY70)/COUNTIF(CY70:DC70,\">0\")","v":41.961639876155068},{"$f":"$CF$8*IFERROR(CH4*$BY$4,0)","v":0.63329185845537683},{"$f":"$CF$8*IFERROR(CI4*$BZ$4,0)","v":0.82306895573810279},{"$f":"$CF$8*IFERROR(CJ4*$CA$4,0)","v":0.60299320411642598},{"$f":"$CF$8*IFERROR(CK4*$CB$4,0)","v":0.64948316059244737},{"$f":"$CF$8*IFERROR(CL4*$CC$4,0)","v":0.2947245013708919},{"$f":"(DI70+DH70+DG70+DF70+DE70)/COUNTIF(DE70:DI70,\">0\")","v":0.60071233605464902},null,null,null,null,null,null,null,null,26,302.99849120671394,598.55202315002305]
[null,null,null,null,null,null,null,null,null,null,null,null,null,null,null,null,null,null,null,null,null,null,null,null,null,null,null,null,null,null,null,null,null,null,null,null,null,null,null,null,null,null,null,null,null,null,null,null,null,null,null,null,null,null,null,null,null,null,null,null,null,null,null,null,null,null,null,null,null,null,null,null,null,null,null,null,null,null,null,null,null,null,null,null,null,null,null,null,null,null,null,null,null,null,null,null,20.204782748740833,19.463664011458452,16.72274417416341,18.522463853464664,9.2624471448657317,{"$f":"(CW71+CV71+CU71+CT71+CS71)/COUNTIF(CS71:CW71,\">0\")","v":16.835220386538616},95.411474091276162,87.586488051563038,74.323307440726268,83.351087340590993,40.417951177595917,{"$f":"(DC71+DB71+DA71+CZ71+CY71)/COUNTIF(CY71:DC71,\">0\")","v":76.218061620350468},{"$f":"$CF$8*IFERROR(CH5*$BY$4,0)","v":1.1224879304856019},{"$f":"$CF$8*IFERROR(CI5*$BZ$4,0)","v":1.459774800859384},{"$f":"$CF$8*IFERROR(CJ5*$CA$4,0)","v":1.1148496116108939},{"$f":"$CF$8*IFERROR(CK5*$CB$4,0)","v":1.1113478312078799},{"$f":"$CF$8*IFERROR(CL5*$CC$4,0)","v":0.67363251962659865},{"$f":"(DI71+DH71+DG71+DF71+DE71)/COUNTIF(DE71:DI71,\">0\")","v":1.0964185387580718},null,null,null,null,null,null,null,null,26.5,312.54498663680539,633.73247263325436]
[null,null,null,null,null,null,null,null,null,null,null,null,null,null,null,null,null,null,null,null,null,null,null,null,null,null,null,null,null,null,null,null,null,null,null,null,null,null,null,null,null,null,null,null,null,null,null,null,null,null,null,null,null,null,null,null,null,null,null,null,null,null,null,null,null,null,null,null,null,null,null,null,null,null,null,null,null,null,null,null,null,null,null,null,null,null,null,null,null,null,null,null,null,null,null,null,27.310791722341193,26.64290936626243,23.650130030150248,25.38359213823076,14.197844692830884,23.437053589963103,128.96762757772228,119.89309214818094,105.11168902288999,114.22616462203841,61.9542313868984,106.03056095154599,1.5172662067967329,1.9982182024696824,1.5766753353433498,1.5230155282938456,1.0325705231149733,1.5295491592037167,null,null,null,null,null,null,null,null,27,322.20537343295553,670.35952243654174]
[null,null,null,null,null,null,null,null,null,null,null,null,null,null,null,null,null,null,null,null,null,null,null,null,null,null,null,null,null,null,null,null,null,null,null,null,null,null,null,null,null,null,null,null,null,null,null,null,null,null,null,null,null,null,null,null,null,null,null,null,null,null,null,null,null,null,null,null,null,null,null,null,null,null,null,null,null,null,null,null,null,null,null,null,null,null,null,null,null,null,null,null,null,null,null,null,32.717280372997848,32.511988807586647,29.827055629706894,31.40810419750575,18.85865453774522,29.064616709108474,154.49826842804538,146.30394963413991,132.56469168758619,141.33646888877587,82.292310710160962,131.39913786974165,1.8176266873887692,2.4383991605689985,1.9884703753137929,1.8844862518503449,1.3715385118360159,1.9001041973915842,null,null,null,null,null,null,null,null,27.5,331.97886346299828,708.46391695155808]
[null,null,null,null,null,null,null,null,null,null,null,null,null,null,null,null,null,null,null,null,null,null,null,null,null,null,null,null,null,null,null,null,null,null,null,null,null,null,null,null,null,null,null,null,null,null,null,null,null,null,null,null,null,null,null,null,null,null,null,null,null,null,null,null,null,null,null,null,null,null,null,null,null,null,null,null,null,null,null,null,null,null,null,null,null,null,null,null,null,null,null,null,null,null,null,null,36.424248700710805,37.070902335431093,35.253520972833371,36.59600003128962,23.244876679608744,33.717909743974722,172.00339664224546,166.81906050943991,156.68231543481497,164.6820001408033,101.43218914738361,152.32379237493745,2.0235693722617114,2.780317675157332,2.3502347315222245,2.1957600018773773,1.6905364857897269,2.2080836533216748,null,null,null,null,null,null,null,null,28,341.86468836387991,748.07640056997673]
[null,null,null,null,null,null,null,null,null,null,null,null,null,null,null,null,null,null,null,null,null,null,null,null,null,null,null,null,null,null,null,null,null,null,null,null,null,null,null,null,null,null,null,null,null,null,null,null,null,null,null,null,null,null,null,null,null,null,null,null,null,null,null,null,null,null,null,null,null,null,null,null,null,null,null,null,null,null,null,null,null,null,null,null,null,null,null,null,null,null,null,null,null,null,null,null,38.431696705480064,40.319649949795775,39.92952605952965,40.947279639582376,27.356511118421448,37.396932694561862,181.48301222032251,181.43842477408097,177.46456026457622,184.26275837812071,119.37386669856633,168.80452446713335,2.135094261415559,3.0239737462346827,2.6619684039686433,2.4568367783749427,1.9895644449761054,2.4534875269939866,null,null,null,null,null,null,null,null,28.5,351.86209869955576,789.22771768347047]
[null,null,null,null,null,null,null,null,null,null,null,null,null,null,null,null,null,null,null,null,null,null,null,null,null,null,null,null,null,null,null,null,null,null,null,null,null,null,null,null,null,null,null,null,"temperature max",null,null,null,null,null,null,null,null,null,null,null,null,null,null,null,null,null,null,null,null,null,null,null,null,null,null,null,null,null,null,null,null,null,null,null,null,null,null,null,null,null,null,null,null,null,null,null,null,null,null,null,39.06,42.258231650680699,43.855070889795755,44.461943022384034,31.193557854183343,40.16576068340877,184.45,190.16204242806313,194.91142617687004,200.07874360072813,136.11734336370913,181.14391111387408,2.17,3.1693673738010522,2.9236713926530502,2.6677165813430417,2.2686223893951523,2.6398755474384594,null,null,null,null,null,null,null,null,29,361.97036316898459,831.94861268371289]
[null,null,null,null,null,null,null,null,null,null,null,null,null,null,null,null,null,null,null,null,null,null,null,null,null,null,null,null,null,null,null,null,null,null,null,null,null,null,null,null,null,null,null,null,null,null,null,null,null,null,null,null,null,null,null,null,null,null,null,null,null,null,null,null,null,null,null,null,null,null,null,null,null,null,null,null,null,null,null,null,null,null,null,null,null,null,null,null,null,null,null,null,null,null,null,null,0,42.886647438085845,47.030155463631679,47.139990179694571,34.756016886894422,42.953202492076628,0,192.9899134713863,209.02291317169636,212.12995580862557,151.66261914281202,191.45135039863007,0,3.216498557856438,3.1353436975754452,2.8283994107816741,2.527710319046867,2.926987996315106,null,null,null,null,null,null,null,null,29.5,372.18876786042836,876.26982996237666]
[null,null,null,null,null,null,null,null,null,null,null,null,null,null,null,null,null,null,null,null,null,null,null,null,null,null,null,null,null,null,null,null,null,null,null,null,null,null,null,null,null,null,null,null,"AWG","55a0111",null,null,null,null,null,null,null,null,null,null,null,null,"55A0811",null,null,null,null,null,null,"44A0111",null,null,null,null,null,null,"KZ-04",null,null,null,null,null,"KZ-05",null,null,null,null,null,"KZ-05",null,null,null,null,null,null,null,null,null,null,null,0,0,49.454779781037402,48.981421111513995,38.043888216554677,45.493363036368692,0,0,219.79902124905513,220.41639500181299,166.00969403587496,202.07503676224769,0,0,3.2969853187358269,2.9388852666908396,2.7668282339312493,3.0008996064526383,null,null,null,null,null,null,null,null,30,382.51661554860198,922.22211391113501]
[null,null,null,null,null,null,null,null,null,null,null,null,null,null,null,null,null,null,null,null,null,null,null,null,null,null,null,null,null,null,null,null,null,null,null,null,null,null,null,null,null,null,null,null,null,null,null,null,null,null,null,null,null,null,null,null,null,null,null,null,null,null,null,null,null,null,null,null,null,null,null,null,null,null,null,null,null,null,null,null,null,null,null,null,null,null,null,null,null,null,null,null,null,null,null,null,0,0,0,49.986235817842307,41.05717184316412,45.521703830503213,0,0,0,224.93806118029039,179.15856804289797,202.04831461159418,0,0,0,2.9991741490705381,2.9859761340482995,2.9925751415594188,null,null,null,null,null,null,null,null,30.5,392.95322503153795,969.83620892166084]
[null,null,null,null,null,null,null,null,null,null,null,null,null,null,null,null,null,null,null,null,null,null,null,null,null,null,null,null,null,null,null,null,null,null,null,null,null,null,null,null,null,null,null,null,null,null,null,null,null,null,null,null,null,null,null,null,null,null,null,null,null,null,null,null,null,null,null,null,null,null,null,null,null,null,null,null,null,null,null,null,null,null,null,null,null,null,null,null,null,null,null,null,null,null,null,null,0,0,0,50.154434298679504,43.795867766722751,46.975151032701127,0,0,0,225.69495434405778,191.10924116388108,208.40209775396943,0,0,0,3.0092660579207706,3.1851540193980181,3.0972100386593944,null,null,null,null,null,null,null,null,31,403.49793050430134,1019.1428593856276]
[null,null,null,null,null,null,null,null,null,null,null,null,null,null,null,null,null,null,null,null,null,null,null,null,null,null,null,null,null,null,null,null,null,null,null,null,null,null,null,null,null,null,null,null,32,null,null,null,null,null,null,null,null,null,null,null,null,null,null,null,null,null,null,null,null,null,null,null,null,null,null,null,2,{"$f":"(($N$213-$O$213)/(1+$S$215*BU81))^(1/4)","v":3.6702403700367534},{"$f":"(($N$213-$O$213)/(1+$S$215*BV81))^(1/4)","v":3.6365797331337899},{"$f":"(($N$213-$O$213)/(1+$S$215*BW81))^(1/4)","v":3.6372429922598535},{"$f":"(($N$213-$O$213)/(1+$S$215*BX81))^(1/4)","v":3.6372299173636446},{"$f":"(($N$213-$O$213)/(1+$S$215*BY81))^(1/4)","v":3.6372301751081646},2,{"$f":"(($N$237-$O$237)/(1+$S$239*CA81))^(1/4)","v":3.641519457560555},{"$f":"(($N$237-$O$237)/(1+$S$239*CB81))^(1/4)","v":3.5878880229254055},{"$f":"(($N$237-$O$237)/(1+$S$239*CC81))^(1/4)","v":3.5895786763605089},{"$f":"(($N$237-$O$237)/(1+$S$239*CD81))^(1/4)","v":3.5895253201250772},{"$f":"(($N$237-$O$237)/(1+$S$239*CE81))^(1/4)","v":3.5895270039624321},2,{"$f":"(($N$261-$O$261)/(1+$S$263*CG81))^(1/4)","v":3.6082513116061916},{"$f":"(($N$261-$O$261)/(1+$S$263*CH81))^(1/4)","v":3.533996764360515},{"$f":"(($N$261-$O$261)/(1+$S$263*CI81))^(1/4)","v":3.537259897546527},{"$f":"(($N$261-$O$261)/(1+$S$263*CJ81))^(1/4)","v":3.5371161816791727},{"$f":"(($N$261-$O$261)/(1+$S$263*CK81))^(1/4)","v":3.5371225106409123},null,null,null,null,null,null,0,0,0,0,46.259975987230561,46.259975987230561,0,0,0,0,201.86171339882429,201.86171339882429,0,0,0,0,3.3643618899804046,3.3643618899804046,null,null,null,null,null,null,null,null,31.5,414.15008096694294,1070.1728096947081]
[null,null,null,null,null,null,null,null,null,null,null,null,null,null,null,null,null,null,null,null,null,null,null,null,null,null,null,null,null,null,null,null,null,null,null,null,null,null,null,null,null,null,null,null,30,2,{"$f":"(($T$136-$T$137)/(1+AA141*AT82))^(1/4)","v":3.4241145165838245},{"$f":"(($T$136-$T$137)/(1+$AA$141*AU82))^(1/4)","v":3.4131668910478461},3.4132503835362531,3.4132497467389245,3.4132497515957771,3.4132497515587334,3.4132497515590163,3.4132497515590137,3.4132497515590137,3.4132497515590137,3.4132497515590137,3.4132497515590137,null,null,null,null,null,null,null,null,null,null,null,null,null,null,2,{"$f":"(($N$213-$O$213)/(1+$S$216*BU82))^(1/4)","v":3.6713953408588322},{"$f":"(($N$213-$O$213)/(1+$S$216*BV82))^(1/4)","v":3.6385828702439227},{"$f":"(($N$213-$O$213)/(1+$S$216*BW82))^(1/4)","v":3.6392130455267115},{"$f":"(($N$213-$O$213)/(1+$S$216*BX82))^(1/4)","v":3.6392009376436185},{"$f":"(($N$213-$O$213)/(1+$S$216*BY82))^(1/4)","v":3.6392011702767304},2,{"$f":"(($N$237-$O$237)/(1+$S$240*CA82))^(1/4)","v":3.6456020934068731},{"$f":"(($N$237-$O$237)/(1+$S$240*CB82))^(1/4)","v":3.5946819230350866},{"$f":"(($N$237-$O$237)/(1+$S$240*CC82))^(1/4)","v":3.5962049108576348},{"$f":"(($N$237-$O$237)/(1+$S$240*CD82))^(1/4)","v":3.596159312499982},{"$f":"(($N$237-$O$237)/(1+$S$240*CE82))^(1/4)","v":3.5961606776758916},2,{"$f":"(($N$261-$O$261)/(1+$S$264*CG82))^(1/4)","v":3.6152694466941813},{"$f":"(($N$261-$O$261)/(1+$S$264*CH82))^(1/4)","v":3.5451547018703846},{"$f":"(($N$261-$O$261)/(1+$S$264*CI82))^(1/4)","v":3.5480594146265818},{"$f":"(($N$261-$O$261)/(1+$S$264*CJ82))^(1/4)","v":3.5479388417723805},{"$f":"(($N$261-$O$261)/(1+$S$264*CK82))^(1/4)","v":3.547943846270452},null,null,null,null,null,null,0,0,0,0,48.449496504687559,48.449496504687559,0,0,0,0,211.41598474772755,211.41598474772755,0,0,0,0,3.5235997457954591,3.5235997457954591,null,null,null,null,null,null,null,null,32,424.90903966430488,1122.9568042405754]
[null,null,null,null,null,null,null,null,null,null,null,null,null,null,null,null,null,null,null,null,null,null,null,null,null,null,null,null,null,null,null,null,null,null,null,null,null,null,null,null,null,null,null,null,28,2,3.4254430057215997,{"$f":"(($T$136-$T$137)/(1+$AA$142*AU83))^(1/4)","v":3.4153974192277308},3.4154677000234939,3.4154672083008268,3.4154672117411846,3.4154672117171141,3.4154672117172824,3.4154672117172811,3.4154672117172811,3.4154672117172811,3.4154672117172811,3.4154672117172811,2,{"$f":"(($O$164-$N$164)/(1+$U$167*BG83))^(1/4)","v":3.4054119012081485},3.3822506185159074,3.3826259759758717,3.3826198911797269,3.3826199898179166,3.3826199882189321,null,null,null,null,null,null,null,2,{"$f":"(($N$213-$O$213)/(1+$S$217*BU83))^(1/4)","v":3.6780591112653416},{"$f":"(($N$213-$O$213)/(1+$S$217*BV83))^(1/4)","v":3.6502112296762612},{"$f":"(($N$213-$O$213)/(1+$S$217*BW83))^(1/4)","v":3.6506648326472182},{"$f":"(($N$213-$O$213)/(1+$S$217*BX83))^(1/4)","v":3.6506574418321307},{"$f":"(($N$213-$O$213)/(1+$S$217*BY83))^(1/4)","v":3.6506575622543482},2,{"$f":"(($N$237-$O$237)/(1+$S$241*CA83))^(1/4)","v":3.6528479430644709},{"$f":"(($N$237-$O$237)/(1+$S$241*CB83))^(1/4)","v":3.606841746930781},{"$f":"(($N$237-$O$237)/(1+$S$241*CC83))^(1/4)","v":3.6080835587933477},{"$f":"(($N$237-$O$237)/(1+$S$241*CD83))^(1/4)","v":3.6080500113856724},{"$f":"(($N$237-$O$237)/(1+$S$241*CE83))^(1/4)","v":3.6080509176446176},2,{"$f":"(($N$261-$O$261)/(1+$S$265*CG83))^(1/4)","v":3.6250031835881966},{"$f":"(($N$261-$O$261)/(1+$S$265*CH83))^(1/4)","v":3.5608132782858988},{"$f":"(($N$261-$O$261)/(1+$S$265*CI83))^(1/4)","v":3.563242730181615},{"$f":"(($N$261-$O$261)/(1+$S$265*CJ83))^(1/4)","v":3.563150629582934},{"$f":"(($N$261-$O$261)/(1+$S$265*CK83))^(1/4)","v":3.5631541209025017},null,null,null,null,null,null,0,0,0,0,50.364429319093738,50.364429319093738,0,0,0,0,219.77205521059085,219.77205521059085,0,0,0,0,3.662867586843181,3.662867586843181,null,null,null,null,null,null,null,null,32.5,435.7741835554861,1177.5255874149029]
[null,null,null,null,null,null,null,null,null,null,null,null,null,null,null,null,null,null,null,null,null,null,null,null,null,null,null,null,null,null,null,null,null,null,null,null,null,null,null,null,null,null,null,null,26,2,3.4270070262540586,{"$f":"(($T$136-$T$137)/(1+$AA$143*AU84))^(1/4)","v":3.418029416569885},3.4180855300266053,3.4180851792819684,3.4180851814743436,3.4180851814606403,3.4180851814607256,3.4180851814607256,3.4180851814607256,3.4180851814607256,3.4180851814607256,3.4180851814607256,2,{"$f":"(($O$164-$N$164)/(1+$U$168*BG84))^(1/4)","v":3.4053955606475732},3.3822239938099909,3.3825996862638625,3.382593593305848,3.3825936921206425,3.3825936905180773,2,{"$f":"(($O$188-$P$188)/(1+$AC$193*BN84))^(1/4)","v":3.3851683913594299},3.3497616197807729,3.3506438258549878,3.3506218304199757,3.3506223788081968,3.3506223651358256,2,{"$f":"(($N$213-$O$213)/(1+$S$218*BU84))^(1/4)","v":3.6787662773446117},{"$f":"(($N$213-$O$213)/(1+$S$218*BV84))^(1/4)","v":3.6514524144536886},{"$f":"(($N$213-$O$213)/(1+$S$218*BW84))^(1/4)","v":3.6518887588897222},{"$f":"(($N$213-$O$213)/(1+$S$218*BX84))^(1/4)","v":3.6518817861504314},{"$f":"(($N$213-$O$213)/(1+$S$218*BY84))^(1/4)","v":3.6518818975735665},2,{"$f":"(($N$237-$O$237)/(1+$S$242*CA84))^(1/4)","v":3.6565875939324841},{"$f":"(($N$237-$O$237)/(1+$S$242*CB84))^(1/4)","v":3.6131694890827948},{"$f":"(($N$237-$O$237)/(1+$S$242*CC84))^(1/4)","v":3.6142749134383028},{"$f":"(($N$237-$O$237)/(1+$S$242*CD84))^(1/4)","v":3.6142467483652361},{"$f":"(($N$237-$O$237)/(1+$S$242*CE84))^(1/4)","v":3.6142474659686408},2,{"$f":"(($N$261-$O$261)/(1+$S$266*CG84))^(1/4)","v":3.6307008312256088},{"$f":"(($N$261-$O$261)/(1+$S$266*CH84))^(1/4)","v":3.5700802532187406},{"$f":"(($N$261-$O$261)/(1+$S$266*CI84))^(1/4)","v":3.5722445633973341},{"$f":"(($N$261-$O$261)/(1+$S$266*CJ84))^(1/4)","v":3.5721671789789484},{"$f":"(($N$261-$O$261)/(1+$S$266*CK84))^(1/4)","v":3.5721699456967513},null,null,null,null,null,null,0,0,0,0,52.004774430449103,52.004774430449103,0,0,0,0,226.92992478741428,226.92992478741428,0,0,0,0,3.7821654131235714,3.7821654131235714,null,null,null,null,null,null,null,null,33,{"$f":"$DQ$14*DS84^$DR$14","v":446.74490281096996},{"$f":"$CK$35*DS84^3+$CL$35*DS84^2+$CM$35*DS84^1+$CN$35","v":1233.9099036093633}]
[null,null,null,null,null,null,null,null,null,null,null,null,null,null,null,null,null,null,null,null,null,null,null,null,null,null,null,null,null,null,null,null,null,null,null,null,null,null,null,null,null,null,null,null,24,2,3.4281044224587811,{"$f":"(($T$136-$T$137)/(1+$AA$144*AU85))^(1/4)","v":3.4198800600189312},3.4199271418248682,3.4199268722875851,3.4199268738306512,3.4199268738218174,3.4199268738218676,3.4199268738218676,3.4199268738218676,3.4199268738218676,3.4199268738218676,3.4199268738218676,2,{"$f":"(($O$164-$N$164)/(1+$U$169*BG85))^(1/4)","v":3.4048880289973722},3.3813973693122756,3.3817835309661368,3.3817771810932826,3.3817772855073254,3.3817772837903943,2,{"$f":"(($O$188-$P$188)/(1+$AC$194*BN85))^(1/4)","v":3.382181510621932},3.3450496215741858,3.3460207828846449,3.3459953648100638,3.3459960300616136,3.3459960126503878,2,{"$f":"(($N$213-$O$213)/(1+$S$219*BU85))^(1/4)","v":3.681776046595806},{"$f":"(($N$213-$O$213)/(1+$S$219*BV85))^(1/4)","v":3.6567506008661059},{"$f":"(($N$213-$O$213)/(1+$S$219*BW85))^(1/4)","v":3.6571167953178629},{"$f":"(($N$213-$O$213)/(1+$S$219*BX85))^(1/4)","v":3.6571114355148024},{"$f":"(($N$213-$O$213)/(1+$S$219*BY85))^(1/4)","v":3.6571115139632471},2,{"$f":"(($N$237-$O$237)/(1+$S$243*CA85))^(1/4)","v":3.659952830899075},{"$f":"(($N$237-$O$237)/(1+$S$243*CB85))^(1/4)","v":3.6188944260748883},{"$f":"(($N$237-$O$237)/(1+$S$243*CC85))^(1/4)","v":3.6198825021602228},{"$f":"(($N$237-$O$237)/(1+$S$243*CD85))^(1/4)","v":3.6198587081311371},{"$f":"(($N$237-$O$237)/(1+$S$243*CE85))^(1/4)","v":3.6198592811100299},2,{"$f":"(($N$261-$O$261)/(1+$S$267*CG85))^(1/4)","v":3.6365588835874831},{"$f":"(($N$261-$O$261)/(1+$S$267*CH85))^(1/4)","v":3.5796878962657175},{"$f":"(($N$261-$O$261)/(1+$S$267*CI85))^(1/4)","v":3.5815906411570859},{"$f":"(($N$261-$O$261)/(1+$S$267*CJ85))^(1/4)","v":3.5815268988067892},{"$f":"(($N$261-$O$261)/(1+$S$267*CK85))^(1/4)","v":3.5815290340969788},null,null,null,null,null,null,0,0,0,0,53.370531838753656,53.370531838753656,0,0,0,0,232.88959347819778,232.88959347819778,0,0,0,0,3.8814932246366296,3.8814932246366296]
[null,null,null,null,null,null,null,null,null,null,null,null,null,null,null,null,null,null,null,null,null,null,null,null,null,null,null,null,null,null,null,null,null,null,null,null,null,null,null,null,null,null,null,null,22,2,3.4301779745435788,{"$f":"(($T$136-$T$137)/(1+$AA$145*AU86))^(1/4)","v":3.4233857190986074},3.4234178185148365,3.4234176668131568,3.423417667530098,3.4234176675267101,3.423417667526726,3.423417667526726,3.423417667526726,3.423417667526726,3.423417667526726,3.423417667526726,2,{"$f":"(($O$164-$N$164)/(1+$U$170*BG86))^(1/4)","v":3.4055533367009443},3.3824810959040899,3.3828535592495097,3.3828475448132522,3.3828476419322997,3.3828476403640542,2,{"$f":"(($O$188-$P$188)/(1+$AC$195*BN86))^(1/4)","v":3.3798956270176941},3.3414572698567087,3.3424987207131189,3.3424704821923257,3.3424712478527177,3.3424712270925592,2,{"$f":"(($N$213-$O$213)/(1+$S$220*BU86))^(1/4)","v":3.6844938835068439},{"$f":"(($N$213-$O$213)/(1+$S$220*BV86))^(1/4)","v":3.6615567355196532},{"$f":"(($N$213-$O$213)/(1+$S$220*BW86))^(1/4)","v":3.6618642963275514},{"$f":"(($N$213-$O$213)/(1+$S$220*BX86))^(1/4)","v":3.6618601714359187},{"$f":"(($N$213-$O$213)/(1+$S$220*BY86))^(1/4)","v":3.661860226757284},2,{"$f":"(($N$237-$O$237)/(1+$S$244*CA86))^(1/4)","v":3.6653975783399821},{"$f":"(($N$237-$O$237)/(1+$S$244*CB86))^(1/4)","v":3.6282195658509062},{"$f":"(($N$237-$O$237)/(1+$S$244*CC86))^(1/4)","v":3.6290291388647686},{"$f":"(($N$237-$O$237)/(1+$S$244*CD86))^(1/4)","v":3.6290115003160355},{"$f":"(($N$237-$O$237)/(1+$S$244*CE86))^(1/4)","v":3.6290118846108403},2,{"$f":"(($N$261-$O$261)/(1+$S$268*CG86))^(1/4)","v":3.6424836117645678},{"$f":"(($N$261-$O$261)/(1+$S$268*CH86))^(1/4)","v":3.5894887747670277},{"$f":"(($N$261-$O$261)/(1+$S$268*CI86))^(1/4)","v":3.5911392572550582},{"$f":"(($N$261-$O$261)/(1+$S$268*CJ86))^(1/4)","v":3.5910877970044184},{"$f":"(($N$261-$O$261)/(1+$S$268*CK86))^(1/4)","v":3.5910894014234316},null,null,null,null,null,null,0,0,0,0,54.46170154400739,54.46170154400739,0,0,0,0,237.65106128294136,237.65106128294136,0,0,0,0,3.9608510213823558,3.9608510213823558]
[null,null,null,null,null,null,null,null,null,null,null,null,null,null,null,null,null,null,null,null,null,null,null,null,null,null,null,null,null,null,null,null,null,null,null,null,null,null,null,null,null,null,null,null,20,2,3.4318807117662296,{"$f":"(($T$136-$T$137)/(1+$AA$146*AU87))^(1/4)","v":3.4262731458447373},3.4262950171191426,3.4262949318129232,3.4262949321456495,3.4262949321443523,3.4262949321443568,3.4262949321443568,3.4262949321443568,3.4262949321443568,3.4262949321443568,3.4262949321443568,2,{"$f":"(($O$164-$N$164)/(1+$U$171*BG87))^(1/4)","v":3.4029831994603277},3.378300611515662,3.3787271680437954,3.3787197941444043,3.3787199216166082,3.3787199194130024,2,{"$f":"(($O$188-$P$188)/(1+$AC$196*BN87))^(1/4)","v":3.3770105541366928},3.3369401668677856,3.3380729766109782,3.3380409250979164,3.3380418319364513,3.3380418062791084,2,{"$f":"(($N$213-$O$213)/(1+$S$221*BU87))^(1/4)","v":3.6843488514422722},{"$f":"(($N$213-$O$213)/(1+$S$221*BV87))^(1/4)","v":3.6612997384081618},{"$f":"(($N$213-$O$213)/(1+$S$221*BW87))^(1/4)","v":3.6616103127144268},{"$f":"(($N$213-$O$213)/(1+$S$221*BX87))^(1/4)","v":3.661606127018401},{"$f":"(($N$213-$O$213)/(1+$S$221*BY87))^(1/4)","v":3.6616061834300275},2,{"$f":"(($N$237-$O$237)/(1+$S$245*CA87))^(1/4)","v":3.6705444862324117},{"$f":"(($N$237-$O$237)/(1+$S$245*CB87))^(1/4)","v":3.6371068312197048},{"$f":"(($N$237-$O$237)/(1+$S$245*CC87))^(1/4)","v":3.6377613100034858},{"$f":"(($N$237-$O$237)/(1+$S$245*CD87))^(1/4)","v":3.6377484941695486},{"$f":"(($N$237-$O$237)/(1+$S$245*CE87))^(1/4)","v":3.6377487451237207},2,{"$f":"(($N$261-$O$261)/(1+$S$269*CG87))^(1/4)","v":3.6511687173568967},{"$f":"(($N$261-$O$261)/(1+$S$269*CH87))^(1/4)","v":3.6040119614253308},{"$f":"(($N$261-$O$261)/(1+$S$269*CI87))^(1/4)","v":3.6053169932648648},{"$f":"(($N$261-$O$261)/(1+$S$269*CJ87))^(1/4)","v":3.6052808455770031},{"$f":"(($N$261-$O$261)/(1+$S$269*CK87))^(1/4)","v":3.6052818467966312},null,null,null,null,null,null,0,0,0,0,55.278283546210304,55.278283546210304,0,0,0,0,241.21432820164497,241.21432820164497,0,0,0,0,4.0202388033607495,4.0202388033607495]
[null,null,null,null,null,null,null,null,null,null,null,null,null,null,null,null,null,null,null,null,null,null,null,null,null,null,null,null,null,null,null,null,null,null,null,null,null,null,null,null,null,null,null,null,18,2,3.4325393904506263,{"$f":"(($T$136-$T$137)/(1+$AA$147*AU88))^(1/4)","v":3.4273922168593152},3.427410641889038,3.4274105759331777,3.427410576169279,3.4274105761684335,3.4274105761684366,3.4274105761684366,3.4274105761684366,3.4274105761684366,3.4274105761684366,3.4274105761684366,2,{"$f":"(($O$164-$N$164)/(1+$U$172*BG88))^(1/4)","v":3.3985249407790814},3.3710873484931243,3.3716150744104794,3.3716049204016083,3.3716051157741136,3.3716051120149659,2,{"$f":"(($O$188-$P$188)/(1+$AC$197*BN88))^(1/4)","v":3.3732461342383897},3.3310743543800547,3.3323306404239172,3.3322931817522865,3.3322942986267683,3.3322942653258112,null,null,null,null,null,null,2,{"$f":"(($N$237-$O$237)/(1+$S$246*CA88))^(1/4)","v":3.6722377824842454},{"$f":"(($N$237-$O$237)/(1+$S$246*CB88))^(1/4)","v":3.6400462452241356},{"$f":"(($N$237-$O$237)/(1+$S$246*CC88))^(1/4)","v":3.640652740734418},{"$f":"(($N$237-$O$237)/(1+$S$246*CD88))^(1/4)","v":3.6406413095573944},{"$f":"(($N$237-$O$237)/(1+$S$246*CE88))^(1/4)","v":3.64064152500961},2,{"$f":"(($N$261-$O$261)/(1+$S$270*CG88))^(1/4)","v":3.6537000860307409},{"$f":"(($N$261-$O$261)/(1+$S$270*CH88))^(1/4)","v":3.6082804906752117},{"$f":"(($N$261-$O$261)/(1+$S$270*CI88))^(1/4)","v":3.6094906840988212},{"$f":"(($N$261-$O$261)/(1+$S$270*CJ88))^(1/4)","v":3.6094584124817812},{"$f":"(($N$261-$O$261)/(1+$S$270*CK88))^(1/4)","v":3.6094592730339774},null,null,null,null,null,null,0,0,0,0,55.820277845362405,55.820277845362405,0,0,0,0,243.57939423430869,243.57939423430869,0,0,{"$f":"$CF$8*IFERROR(CJ22*$CA$4,0)","v":0},0,4.0596565705718115,4.0596565705718115]
[null,null,null,null,null,null,null,null,null,null,null,null,null,null,null,null,null,null,null,null,null,null,null,null,null,null,null,null,null,null,null,null,null,null,null,null,null,null,null,null,null,null,null,null,16,2,3.4321202516708751,{"$f":"(($T$136-$T$137)/(1+$AA$148*AU89))^(1/4)","v":3.4266799786940014},3.4267005634977514,3.4267004856081886,3.4267004859029102,3.4267004859017947,3.4267004859017991,3.4267004859017991,3.4267004859017991,3.4267004859017991,3.4267004859017991,3.4267004859017991,2,{"$f":"(($O$164-$N$164)/(1+$U$173*BG89))^(1/4)","v":3.3977685440432621},3.3698683183763913,3.3704141042559046,3.3704034233208686,3.370403632343292,3.3704036282527912,2,{"$f":"(($O$188-$P$188)/(1+$AC$198*BN89))^(1/4)","v":3.3705801477863613},3.3269391704689113,3.3282857140335125,3.3282441256367634,3.3282454100678271,3.3282453703989576,null,null,null,null,null,null,2,{"$f":"(($N$237-$O$237)/(1+$S$247*CA89))^(1/4)","v":3.6715335144330634},{"$f":"(($N$237-$O$237)/(1+$S$247*CB89))^(1/4)","v":3.6388227547282725},{"$f":"(($N$237-$O$237)/(1+$S$247*CC89))^(1/4)","v":3.6394490199023983},{"$f":"(($N$237-$O$237)/(1+$S$247*CD89))^(1/4)","v":3.6394370246561323},{"$f":"(($N$237-$O$237)/(1+$S$247*CE89))^(1/4)","v":3.6394372544066855},2,{"$f":"(($N$261-$O$261)/(1+$S$271*CG89))^(1/4)","v":3.6604554764396293},{"$f":"(($N$261-$O$261)/(1+$S$271*CH89))^(1/4)","v":3.6197520465196131},{"$f":"(($N$261-$O$261)/(1+$S$271*CI89))^(1/4)","v":3.6207230463250681},{"$f":"(($N$261-$O$261)/(1+$S$271*CJ89))^(1/4)","v":3.6206998674925361},{"$f":"(($N$261-$O$261)/(1+$S$271*CK89))^(1/4)","v":3.6207004207880993},null,null,null,null,null,null,"AWG10",null,null,null,null,null,"AWG22"]
[null,null,null,null,null,null,null,null,null,null,null,null,null,null,null,null,null,null,null,null,null,null,null,null,null,null,null,null,null,null,null,null,null,null,null,null,null,null,null,null,null,null,null,null,14,2,3.4313462026755563,{"$f":"(($T$136-$T$137)/(1+$AA$149*AU90))^(1/4)","v":3.4253659019425307},3.4253907799818424,3.4253906764873761,3.4253906769179205,3.4253906769161295,3.4253906769161371,3.4253906769161371,3.4253906769161371,3.4253906769161371,3.4253906769161371,3.4253906769161371,2,{"$f":"(($O$164-$N$164)/(1+$U$174*BG90))^(1/4)","v":3.3938306099014617},3.3635440277170172,3.3641878819198761,3.3641741879866056,3.3641744792356798,3.3641744730412553,2,{"$f":"(($O$188-$P$188)/(1+$AC$199*BN90))^(1/4)","v":3.3628655688062348},3.3150606339442619,3.3166807025656979,3.3166257349840991,3.3166275999138004,3.3166275366407332,null,null,null,null,null,null,2,{"$f":"(($N$237-$O$237)/(1+$S$248*CA90))^(1/4)","v":3.6724480414844636},{"$f":"(($N$237-$O$237)/(1+$S$248*CB90))^(1/4)","v":3.6404117787763348},{"$f":"(($N$237-$O$237)/(1+$S$248*CC90))^(1/4)","v":3.6410124241552335},{"$f":"(($N$237-$O$237)/(1+$S$248*CD90))^(1/4)","v":3.6410011581433035},{"$f":"(($N$237-$O$237)/(1+$S$248*CE90))^(1/4)","v":3.641001369452781},2,{"$f":"(($N$261-$O$261)/(1+$S$272*CG90))^(1/4)","v":3.6574181883425108},{"$f":"(($N$261-$O$261)/(1+$S$272*CH90))^(1/4)","v":3.6145797754576869},{"$f":"(($N$261-$O$261)/(1+$S$272*CI90))^(1/4)","v":3.6156557535619758},{"$f":"(($N$261-$O$261)/(1+$S$272*CJ90))^(1/4)","v":3.6156287084646515},{"$f":"(($N$261-$O$261)/(1+$S$272*CK90))^(1/4)","v":3.6156293882405244},null,null,null,null,null,null,80,90,105,125,200,"moyenne",80,90,105,125,200,"moyenne"]
[null,null,null,null,null,null,null,null,null,null,null,null,null,null,null,null,null,null,null,null,null,null,null,null,null,null,null,null,null,null,null,null,null,null,null,null,null,null,null,null,null,null,null,null,12,2,3.4313228926082884,{"$f":"(($T$136-$T$137)/(1+$AA$150*AU91))^(1/4)","v":3.4253263544831012},3.4253513679137724,3.4253512635730554,3.4253512640083006,3.4253512640064852,3.4253512640064927,3.4253512640064927,3.4253512640064927,3.4253512640064927,3.4253512640064927,3.4253512640064927,2,{"$f":"(($O$164-$N$164)/(1+$U$175*BG91))^(1/4)","v":3.390737801352651},3.3586028754629829,3.3593283623508858,3.3593119749132572,3.3593123450714439,3.3593123367103375,2,{"$f":"(($O$188-$P$188)/(1+$AC$200*BN91))^(1/4)","v":3.3548210417642741},3.3028097262286411,3.3047330281859755,3.3046618075468865,3.3046644447387474,3.3046643470873591,null,null,null,null,null,null,2,{"$f":"(($N$237-$O$237)/(1+$S$249*CA91))^(1/4)","v":3.6772876358993343},{"$f":"(($N$237-$O$237)/(1+$S$249*CB91))^(1/4)","v":3.6488587525776346},{"$f":"(($N$237-$O$237)/(1+$S$249*CC91))^(1/4)","v":3.6493315147191145},{"$f":"(($N$237-$O$237)/(1+$S$249*CD91))^(1/4)","v":3.6493236503496225},{"$f":"(($N$237-$O$237)/(1+$S$249*CE91))^(1/4)","v":3.6493237811722383},2,{"$f":"(($N$261-$O$261)/(1+$S$273*CG91))^(1/4)","v":3.661133360678571},{"$f":"(($N$261-$O$261)/(1+$S$273*CH91))^(1/4)","v":3.6209097044409329},{"$f":"(($N$261-$O$261)/(1+$S$273*CI91))^(1/4)","v":3.6218578637909453},{"$f":"(($N$261-$O$261)/(1+$S$273*CJ91))^(1/4)","v":3.6218354993161306},{"$f":"(($N$261-$O$261)/(1+$S$273*CK91))^(1/4)","v":3.6218360268247127},null,null,null,null,null,null,null,null,null,null,null,0,null,null,null,null,null,0]
[null,null,null,null,null,null,null,null,null,null,null,null,null,null,null,null,null,null,null,null,null,null,null,null,null,null,null,null,null,null,null,null,null,null,null,null,null,null,null,null,null,null,null,null,10,2,3.4314133716691719,{"$f":"(($T$136-$T$137)/(1+$AA$151*AU92))^(1/4)","v":3.4254798679522551},3.4255043578455702,3.4255042567643916,3.4255042571816001,3.4255042571798788,3.4255042571798855,3.4255042571798855,3.4255042571798855,3.4255042571798855,3.4255042571798855,3.4255042571798855,2,{"$f":"(($O$164-$N$164)/(1+$U$176*BG92))^(1/4)","v":3.3869101544577771},3.3525188543488804,3.3533507433421499,3.3533306086478842,3.3533310959724894,3.3533310841776562,2,{"$f":"(($O$188-$P$188)/(1+$AC$201*BN92))^(1/4)","v":3.3490738571934862},3.2941402478271615,3.2962903867258304,3.2962060967953861,3.296209400933551,3.296209271412085,null,null,null,null,null,null,null,null,null,null,null,null,null,null,null,null,null,null,null,null,null,null,null,null,{"$f":"$CF$8*IFERROR(CH4*$BY$14,0)","v":14.882358673701356},{"$f":"$CF$8*IFERROR(CI4*$BZ$14,0)","v":15.089597521865217},{"$f":"$CF$8*IFERROR(CJ4*$CA$14,0)","v":11.65786861291757},{"$f":"$CF$8*IFERROR(CK4*$CB$14,0)","v":15.15460708049044},{"$f":"$CF$8*IFERROR(CL4*$CC$14,0)","v":5.5260844007042227},{"$f":"(CW92+CV92+CU92+CT92+CS92)/COUNTIF(CS92:CW92,\">0\")","v":12.462103257935761},{"$f":"$CF$8*IFERROR(CH4*$BY$8,0)","v":2.5331674338215073},{"$f":"$CF$8*IFERROR(CI4*$BZ$8,0)","v":2.4692068672143082},{"$f":"$CF$8*IFERROR(CJ4*$CA$8,0)","v":2.0099773470547531},{"$f":"$CF$8*IFERROR(CK4*$CB$8,0)","v":2.3814382555056404},{"$f":"$CF$8*IFERROR(CL4*$CC$8,0)","v":0.95785462945539868},{"$f":"(DC92+DB92+DA92+CZ92+CY92)/COUNTIF(CY92:DC92,\">0\")","v":2.0703289066103219}]
[null,null,null,null,null,null,null,null,null,null,null,null,null,null,null,null,null,null,null,null,null,null,null,null,null,null,null,null,null,null,null,null,null,null,null,null,null,null,null,null,null,null,null,null,8,2,3.4320110711740548,{"$f":"(($T$136-$T$137)/(1+$AA$152*AU93))^(1/4)","v":3.4264945279589183},3.42651569443154,3.4265156132164676,3.4265156135280876,3.4265156135268917,3.4265156135268962,3.4265156135268962,3.4265156135268962,3.4265156135268962,3.4265156135268962,3.4265156135268962,2,{"$f":"(($O$164-$N$164)/(1+$U$177*BG93))^(1/4)","v":3.373552118394715},3.331549968361935,3.332796042119146,3.3327590414161894,3.3327601400792037,3.3327601074565423,null,null,null,null,null,null,null,null,null,null,null,null,null,null,null,null,null,null,null,null,null,null,null,null,null,null,null,null,null,null,null,26.378466366411644,26.762538015755371,21.553759157810617,25.931449394850532,12.630609742998725,{"$f":"(CW93+CV93+CU93+CT93+CS93)/COUNTIF(CS93:CW93,\">0\")","v":22.651364535565378},4.4899517219424077,4.3793244025781517,3.716165372036313,4.0749420477622262,2.1893056887864457,{"$f":"(DC93+DB93+DA93+CZ93+CY93)/COUNTIF(CY93:DC93,\">0\")","v":3.7699378466211089}]
[null,null,null,null,null,null,null,null,null,null,null,null,null,null,null,null,null,null,null,null,null,null,null,null,null,null,null,null,null,null,null,null,null,null,null,null,null,null,null,null,null,null,null,null,6,null,null,null,null,null,null,null,null,null,null,null,null,null,2,{"$f":"(($O$164-$N$164)/(1+$U$178*BG94))^(1/4)","v":3.3640874166197539},3.3169333995082519,3.3185089724870762,3.3184562668848265,3.3184580299094142,3.3184579709354241,null,null,null,null,null,null,null,null,null,null,null,null,null,null,null,null,null,null,null,null,null,null,null,null,null,null,null,null,null,null,null,35.655755859723222,36.634000378610843,30.482389816638097,35.537028993523066,19.360697308405751,31.533974471380198,6.0690648271869314,5.9946546074090472,5.2555844511444993,5.5843902704107666,3.3558542001236633,5.2519096712549818]
[null,null,null,null,null,null,null,null,null,null,null,null,null,null,null,null,null,null,null,null,null,null,null,null,null,null,null,null,null,null,null,null,null,null,null,null,null,null,null,null,null,null,null,null,4,null,null,null,null,null,null,null,null,null,null,null,null,null,2,{"$f":"(($O$164-$N$164)/(1+$U$179*BG95))^(1/4)","v":3.3512209551508496},3.2973711138167583,3.2994355671745428,3.2993563025691865,3.2993593457548274,3.2993592289183229,null,null,null,null,null,null,null,null,null,null,null,null,null,null,null,null,null,null,null,null,null,null,null,null,null,null,null,null,null,null,null,42.714227153636074,44.70398461043164,38.4437605894,43.971345876508046,25.716347096925301,39.109933065380211,7.2705067495550768,7.3151974817069956,6.6282345843793102,6.9097829234512647,4.4575001634670519,6.5162443805119397]
[null,null,null,null,null,null,null,null,null,null,null,null,null,null,null,null,null,null,null,null,null,null,null,null,null,null,null,null,null,null,null,null,null,null,null,null,null,null,null,null,null,null,null,null,2,null,null,null,null,null,null,null,null,null,null,null,null,null,2,{"$f":"(($O$164-$N$164)/(1+$U$180*BG96))^(1/4)","v":3.3340380839679917},3.271775662289405,3.274554314257581,3.2744300566475362,3.2744356127785847,3.2744353643373239,null,null,null,null,null,null,null,null,null,null,null,null,null,null,null,null,null,null,null,null,null,null,null,null,null,null,null,null,null,null,null,47.553880248150222,50.972490711217752,45.43787147609634,51.234400043805472,31.697559108557378,45.379240317565433,8.0942774890468456,8.3409530254719968,7.8341157717407484,8.0511200068837177,5.4942435788166124,7.5629419743919843]
[null,null,null,null,null,null,null,null,null,null,null,null,null,null,null,null,null,null,null,null,null,null,null,null,null,null,null,null,null,null,null,null,null,null,null,null,null,null,null,null,null,null,null,null,1,null,null,null,null,null,null,null,null,null,null,null,null,null,2,{"$f":"(($O$164-$N$164)/(1+$U$181*BG97))^(1/4)","v":3.3237822078320249},3.2567748903151457,3.2600071423421424,3.2598508587292399,3.2598584143845062,3.2598580490983431,null,null,null,null,null,null,null,null,null,null,null,null,null,null,null,null,null,null,null,null,null,null,null,null,null,null,null,null,null,null,null,50.174715143265637,55.439518680969186,51.464722476727104,57.32619149541533,37.304333343301977,50.341896227935841,8.5403770456622361,9.0719212387040482,8.8732280132288111,9.0084015207081229,6.4660844461723421,8.3920024528951132]
[null,null,null,null,null,null,null,null,null,null,null,null,null,null,null,null,null,null,null,null,null,null,null,null,null,null,null,null,null,null,null,null,null,null,null,null,null,null,null,null,null,null,null,null,0,null,null,null,null,null,null,null,null,null,null,null,null,null,2,{"$f":"(($O$164-$N$164)/(1+$U$182*BG98))^(1/4)","v":3.3175981618231973},3.2478260744855714,3.2513400544980842,3.2511626224777341,3.2511715804239065,3.2511711281643634,null,null,null,null,null,null,null,null,null,null,null,null,null,null,null,null,null,null,null,null,null,null,null,null,null,null,null,null,null,null,null,50.994999999999997,58.105068519685958,56.524313591292305,62.246720231337648,42.536669801159107,54.081554428695007,8.68,9.5081021214031569,9.7455713088435019,9.7816274649244868,7.3730227655342446,9.0176647321410783]
[null,null,null,null,null,null,null,null,null,null,null,null,null,null,null,null,null,null,null,null,null,null,null,null,null,null,null,null,null,null,null,null,null,null,null,null,null,null,null,null,null,null,null,null,"00",null,null,null,null,null,null,null,null,null,null,null,null,null,2,{"$f":"(($O$164-$N$164)/(1+$U$183*BG99))^(1/4)","v":3.3083668386806773},3.2345987790761721,3.2385432149018358,3.2383316935996498,3.2383430347267081,3.2383424266450289,null,null,null,null,null,null,null,null,null,null,null,null,null,null,null,null,null,null,null,null,null,null,null,null,null,null,null,null,null,null,null,0,58.969140227368037,60.616644819791944,65.99598625157239,47.394568482128754,58.244084945215278,0,9.649495673569314,10.451145658584817,10.370797839532806,8.2150585369023172,9.6716244271473144]
[null,null,null,null,null,null,null,null,null,null,null,null,null,null,null,null,null,null,null,null,null,null,null,null,null,null,null,null,null,null,null,null,null,null,null,null,null,null,null,null,null,null,null,null,"000",null,null,null,null,null,null,null,null,null,null,null,null,null,2,{"$f":"(($O$164-$N$164)/(1+$U$184*BG100))^(1/4)","v":3.3026508740705576},3.2264855759007265,3.2307017549874786,3.2304676446539884,3.2304806417942951,3.2304799202231522,null,null,null,null,null,null,null,null,null,null,null,null,null,null,null,null,null,null,null,null,null,null,null,null,null,null,null,null,null,null,null,0,0,63.741716162225984,68.573989556119599,51.878029386210926,61.397911701518836,0,0,10.989951062452757,10.775912644533079,8.99219176027656,10.252685155754133]
[null,null,null,null,null,null,null,null,null,null,null,null,null,null,null,null,null,null,null,null,null,null,null,null,null,null,null,null,null,null,null,null,null,null,null,null,null,null,null,null,null,null,null,null,"0000",null,null,null,null,null,null,null,null,null,null,null,null,null,2,{"$f":"(($O$164-$N$164)/(1+$U$185*BG101))^(1/4)","v":3.2932040246631193},3.2132027091759179,3.2178754022227305,3.2176015455722671,3.2176175925164765,3.2176166522163574,null,null,null,null,null,null,null,null,null,null,null,null,null,null,null,null,null,null,null,null,null,null,null,null,null,null,null,null,null,null,null,0,0,0,69.980730144979233,55.987052513405615,62.983891329192424,0,0,0,10.996971879925308,9.7044224356569728,10.35069715779114]
[null,null,null,null,null,null,null,null,null,null,null,null,null,null,null,null,null,null,null,null,null,null,null,null,null,null,null,null,null,null,null,null,null,null,null,null,null,null,null,null,null,null,null,null,{"$f":"\"Temperature \"&$B$10&\" °C\"","v":"Temperature 10 °C"},null,null,null,null,null,null,null,null,null,null,null,null,null,null,null,null,null,null,null,null,null,null,null,null,null,null,null,null,null,null,null,null,null,null,null,null,null,null,null,null,null,null,null,null,null,null,null,null,null,null,null,0,0,0,70.216208018151306,59.721637863712843,64.968922940932075,0,0,0,11.033975545709492,10.351750563043559,10.692863054376526]
[null,null,null,null,null,null,null,null,null,null,null,null,null,null,null,null,null,null,null,null,null,null,null,null,null,null,null,null,null,null,null,null,null,null,null,null,null,null,null,null,null,null,null,null,null,null,null,null,null,null,null,null,null,null,null,null,null,null,null,null,null,null,null,null,null,null,null,null,null,null,null,null,null,null,null,null,null,null,null,null,null,null,null,null,null,null,null,null,null,null,null,null,null,null,null,null,0,0,0,0,63.081785437132588,63.081785437132588,0,0,0,0,10.934176142436314,10.934176142436314]
[null,null,null,null,null,null,null,null,null,null,null,null,null,null,null,null,null,null,null,null,null,null,null,null,null,null,null,null,null,null,null,null,null,null,null,null,null,null,null,null,null,null,null,null,"AWG","55a0111",null,null,null,null,null,null,null,null,null,null,null,null,"55A0811",null,null,null,null,null,null,"44A0111",null,null,null,null,null,null,"KZ-04",null,null,null,null,null,"KZ-05",null,null,null,null,null,"KZ-05",null,null,null,null,null,null,null,null,null,null,null,0,0,0,0,66.067495233664857,66.067495233664857,0,0,0,0,11.451699173835243,11.451699173835243]
[null,null,null,null,null,null,null,null,null,null,null,null,null,null,null,null,null,null,null,null,null,null,null,null,null,null,null,null,null,null,null,null,null,null,null,null,null,null,null,null,null,null,null,null,null,null,null,null,null,null,null,null,null,null,null,null,null,null,null,null,null,null,null,null,null,null,null,null,null,null,null,null,null,null,null,null,null,null,null,null,null,null,null,null,null,null,null,null,null,null,null,null,null,null,null,null,0,0,0,0,68.678767253309644,68.678767253309644,0,0,0,0,11.904319657240338,11.904319657240338]
[null,null,null,null,null,null,null,null,null,null,null,null,null,null,null,null,null,null,null,null,null,null,null,null,null,null,null,null,null,null,null,null,null,null,null,null,null,null,null,null,null,null,null,null,null,null,null,null,null,null,null,null,null,null,null,null,null,null,null,null,null,null,null,null,null,null,null,null,null,null,null,null,null,null,null,null,null,null,null,null,null,null,null,null,null,null,null,null,null,null,null,null,null,null,null,null,0,0,0,0,70.915601496066969,70.915601496066969,0,0,0,0,12.292037592651607,12.292037592651607]
[null,null,null,null,null,null,null,null,null,null,null,null,null,null,null,null,null,null,null,null,null,null,null,null,null,null,null,null,null,null,null,null,null,null,null,null,null,null,null,null,null,null,null,null,32,null,null,null,null,null,null,null,null,null,null,null,null,null,null,null,null,null,null,null,null,null,null,null,null,null,null,null,2,{"$f":"(B10/(1+$S$215*BU107))^(1/4)","v":1.757948336285871},{"$f":"(B10/(1+$S$215*BV107))^(1/4)","v":1.7603475549440017},{"$f":"(B10/(1+$S$215*BW107))^(1/4)","v":1.7603236934209707},{"$f":"(B10/(1+$S$215*BX107))^(1/4)","v":1.7603239307287197},{"$f":"(B10/(1+$S$215*BY107))^(1/4)","v":1.7603239283686447},2,{"$f":"(B10/(1+$S$239*CA107))^(1/4)","v":1.7441917767110986},{"$f":"(B10/(1+$S$239*CB107))^(1/4)","v":1.7483716766368687},{"$f":"(B10/(1+$S$239*CC107))^(1/4)","v":1.7483029737516651},{"$f":"(B10/(1+$S$239*CD107))^(1/4)","v":1.7483041028768747},{"$f":"(B10/(1+$S$239*CE107))^(1/4)","v":1.7483040843197826},2,{"$f":"(B10/(1+$S$263*CG107))^(1/4)","v":1.7282572122315512},{"$f":"(B10/(1+$S$263*CH107))^(1/4)","v":1.7346477335659973},{"$f":"(B10/(1+$S$263*CI107))^(1/4)","v":1.734496087686638},{"$f":"(B10/(1+$S$263*CJ107))^(1/4)","v":1.7344996854473229},{"$f":"(B10/(1+$S$263*CK107))^(1/4)","v":1.7344996000909154},null,null,null,null,null,null,0,0,0,0,72.777997961936805,72.777997961936805,0,0,0,0,12.614852980069045,12.614852980069045]
[null,null,null,null,null,null,null,null,null,null,null,null,null,null,null,null,null,null,null,null,null,null,null,null,null,null,null,null,null,null,null,null,null,null,null,null,null,null,null,null,null,null,null,null,30,2,{"$f":"($B$10/(1+AA141*AT108))^(1/4)","v":1.7701752811488722},{"$f":"($B$10/(1+$AA$141*AU108))^(1/4)","v":1.7710971829249025},{"$f":"($B$10/(1+$AA$141*AV108))^(1/4)","v":1.7710934800787321},{"$f":"($B$10/(1+$AA$141*AW108))^(1/4)","v":1.7710934949512476},{"$f":"($B$10/(1+$AA$141*AX108))^(1/4)","v":1.771093494891512},{"$f":"($B$10/(1+AA$141*AY108))^(1/4)","v":1.7710934948917521},{"$f":"($B$10/(1+AA$141*AZ108))^(1/4)","v":1.7710934948917509},{"$f":"($B$10/(1+AA$141*BA108))^(1/4)","v":1.7710934948917509},{"$f":"($B$10/(1+AA$141*BB108))^(1/4)","v":1.7710934948917509},{"$f":"($B$10/(1+AA$141*BC108))^(1/4)","v":1.7710934948917509},{"$f":"($B$10/(1+AA$141*BD108))^(1/4)","v":1.7710934948917509},{"$f":"($B$10/(1+AA$141*BE108))^(1/4)","v":1.7710934948917509},null,null,null,null,null,null,null,null,null,null,null,null,null,null,2,{"$f":"(B10/(1+$S$216*BU108))^(1/4)","v":1.7585015368478034},{"$f":"(B10/(1+$S$216*BV108))^(1/4)","v":1.7608317308462271},{"$f":"(B10/(1+$S$216*BW108))^(1/4)","v":1.760809173182772},{"$f":"(B10/(1+$S$216*BX108))^(1/4)","v":1.760809391547441},{"$f":"(B10/(1+$S$216*BY108))^(1/4)","v":1.7608093894336077},2,{"$f":"(B10/(1+$S$240*CA108))^(1/4)","v":1.7461472516037755},{"$f":"(B10/(1+$S$240*CB108))^(1/4)","v":1.7500666292831575},{"$f":"(B10/(1+$S$240*CC108))^(1/4)","v":1.7500057807279457},{"$f":"(B10/(1+$S$240*CD108))^(1/4)","v":1.7500067253242932},{"$f":"(B10/(1+$S$240*CE108))^(1/4)","v":1.7500067106606183},2,{"$f":"(B10/(1+$S$264*CG108))^(1/4)","v":1.7316187138384982},{"$f":"(B10/(1+$S$264*CH108))^(1/4)","v":1.7375301507171095},{"$f":"(B10/(1+$S$264*CI108))^(1/4)","v":1.7373988536018268},{"$f":"(B10/(1+$S$264*CJ108))^(1/4)","v":1.7374017692632349},{"$f":"(B10/(1+$S$264*CK108))^(1/4)","v":1.7374017045160675},null,null,null,null,null,null,0,0,0,0,74.265956650919165,74.265956650919165,0,0,0,0,12.872765819492656,12.872765819492656]
[null,null,null,null,null,null,null,null,null,null,null,null,null,null,null,null,null,null,null,null,null,null,null,null,null,null,null,null,null,null,null,null,null,null,null,null,null,null,null,null,null,null,null,null,28,2,1.7708620743684256,{"$f":"(B10/(1+$AA$142*AU109))^(1/4)","v":1.7717040461532412},{"$f":"(B10/(1+$AA$142*AV109))^(1/4)","v":1.7717009486457713},{"$f":"(B10/(1+$AA$142*AW109))^(1/4)","v":1.7717009600410591},{"$f":"(B10/(1+$AA$142*AX109))^(1/4)","v":1.7717009599991376},{"$f":"(B10/(1+$AA$142*AY109))^(1/4)","v":1.7717009599992919},{"$f":"(B10/(1+$AA$142*AZ109))^(1/4)","v":1.7717009599992912},{"$f":"(B10/(1+$AA$142*BA109))^(1/4)","v":1.7717009599992912},{"$f":"(B10/(1+$AA$142*BB109))^(1/4)","v":1.7717009599992912},{"$f":"(B10/(1+$AA$142*BC109))^(1/4)","v":1.7717009599992912},{"$f":"(B10/(1+$AA$142*BD109))^(1/4)","v":1.7717009599992912},{"$f":"(B10/(1+$AA$142*BE109))^(1/4)","v":1.7717009599992912},2,{"$f":"(B10/(1+$U$167*BG109))^(1/4)","v":1.760506531090861},{"$f":"(B10/(1+$U$167*BH109))^(1/4)","v":1.7625882671072315},{"$f":"(B10/(1+$U$167*BI109))^(1/4)","v":1.7625701190590601},{"$f":"(B10/(1+$U$167*BJ109))^(1/4)","v":1.7625702772651179},{"$f":"(B10/(1+$U$167*BK109))^(1/4)","v":1.7625702758859527},{"$f":"(B10/(1+$U$167*BL109))^(1/4)","v":1.7625702758979755},null,null,null,null,null,null,null,2,{"$f":"(B10/(1+$S$217*BU109))^(1/4)","v":1.7616933071185328},{"$f":"(B10/(1+$S$217*BV109))^(1/4)","v":1.763629249108331},{"$f":"(B10/(1+$S$217*BW109))^(1/4)","v":1.7636134791142823},{"$f":"(B10/(1+$S$217*BX109))^(1/4)","v":1.7636136075722628},{"$f":"(B10/(1+$S$217*BY109))^(1/4)","v":1.7636136065258796},2,{"$f":"(B10/(1+$S$241*CA109))^(1/4)","v":1.749617822483694},{"$f":"(B10/(1+$S$241*CB109))^(1/4)","v":1.7530807953671732},{"$f":"(B10/(1+$S$241*CC109))^(1/4)","v":1.7530326656989925},{"$f":"(B10/(1+$S$241*CD109))^(1/4)","v":1.7530333345775135},{"$f":"(B10/(1+$S$241*CE109))^(1/4)","v":1.7530333252818149},2,{"$f":"(B10/(1+$S$265*CG109))^(1/4)","v":1.7362809170877387},{"$f":"(B10/(1+$S$265*CH109))^(1/4)","v":1.7415390416189467},{"$f":"(B10/(1+$S$265*CI109))^(1/4)","v":1.7414334231499509},{"$f":"(B10/(1+$S$265*CJ109))^(1/4)","v":1.7414355443632603},{"$f":"(B10/(1+$S$265*CK109))^(1/4)","v":1.741435501761248},null,null,null,null,null,null,0,0,0,0,75.379477563014049,75.379477563014049,0,0,0,0,13.065776110922435,13.065776110922435]
[null,null,null,null,null,null,null,null,null,null,null,null,null,null,null,null,null,null,null,null,null,null,null,null,null,null,null,null,null,null,null,null,null,null,null,null,null,null,null,null,null,null,null,null,26,2,1.7716706309959449,{"$f":"(B10/(1+$AA$143*AU110))^(1/4)","v":1.7724189257043723},{"$f":"(B10/(1+$AA$143*AV110))^(1/4)","v":1.7724164707659769},{"$f":"(B10/(1+$AA$143*AW110))^(1/4)","v":1.7724164788198917},{"$f":"(B10/(1+$AA$143*AX110))^(1/4)","v":1.7724164787934691},{"$f":"(B10/(1+$AA$143*AY110))^(1/4)","v":1.7724164787935557},{"$f":"(B10/(1+$AA$143*AZ110))^(1/4)","v":1.7724164787935555},{"$f":"(B10/(1+$AA$143*BA110))^(1/4)","v":1.7724164787935555},{"$f":"(B10/(1+$AA$143*BB110))^(1/4)","v":1.7724164787935555},{"$f":"(B10/(1+$AA$143*BC110))^(1/4)","v":1.7724164787935555},{"$f":"(B10/(1+$AA$143*BD110))^(1/4)","v":1.7724164787935555},{"$f":"(B10/(1+$AA$143*BE110))^(1/4)","v":1.7724164787935555},2,{"$f":"(B10/(1+$U$168*BG110))^(1/4)","v":1.760498083459723},{"$f":"(B10/(1+$U$168*BH110))^(1/4)","v":1.7625808606540698},{"$f":"(B10/(1+$U$168*BI110))^(1/4)","v":1.7625626950620126},{"$f":"(B10/(1+$U$168*BJ110))^(1/4)","v":1.762562853494853},{"$f":"(B10/(1+$U$168*BK110))^(1/4)","v":1.7625628521130665},{"$f":"(B10/(1+$U$168*BL110))^(1/4)","v":1.7625628521251178},2,{"$f":"(B10/(1+$AC$193*BN110))^(1/4)","v":1.7500411799572058},{"$f":"(B10/(1+$AC$193*BO110))^(1/4)","v":1.7534490051598359},{"$f":"(B10/(1+$AC$193*BP110))^(1/4)","v":1.7534023209024912},{"$f":"(B10/(1+$AC$193*BQ110))^(1/4)","v":1.7534029603944494},{"$f":"(B10/(1+$AC$193*BR110))^(1/4)","v":1.7534029516345297},{"$f":"(B10/(1+$AC$193*BS110))^(1/4)","v":1.7534029517545253},2,{"$f":"(B10/(1+$S$218*BU110))^(1/4)","v":1.7620320210193114},{"$f":"(B10/(1+$S$218*BV110))^(1/4)","v":1.7639265265945678},{"$f":"(B10/(1+$S$218*BW110))^(1/4)","v":1.7639114038368175},{"$f":"(B10/(1+$S$218*BX110))^(1/4)","v":1.7639115245506027},{"$f":"(B10/(1+$S$218*BY110))^(1/4)","v":1.7639115235870337},2,{"$f":"(B10/(1+$S$242*CA110))^(1/4)","v":1.7514090166178395},{"$f":"(B10/(1+$S$242*CB110))^(1/4)","v":1.7546394525130373},{"$f":"(B10/(1+$S$242*CC110))^(1/4)","v":1.7545972816507527},{"$f":"(B10/(1+$S$242*CD110))^(1/4)","v":1.7545978321263624},{"$f":"(B10/(1+$S$242*CE110))^(1/4)","v":1.7545978249407463},2,{"$f":"(B10/(1+$S$266*CG110))^(1/4)","v":1.73900994003313},{"$f":"(B10/(1+$S$266*CH110))^(1/4)","v":1.7438917517619357},{"$f":"(B10/(1+$S$266*CI110))^(1/4)","v":1.7437998070788361},{"$f":"(B10/(1+$S$266*CJ110))^(1/4)","v":1.743801538553126},{"$f":"(B10/(1+$S$266*CK110))^(1/4)","v":1.7438015059464496},null,null,null,null,null,null,0,0,0,0,76.118560698221472,76.118560698221472,0,0,0,0,13.193883854358388,13.193883854358388]
[null,null,null,null,null,null,null,null,null,null,null,null,null,null,null,null,null,null,null,null,null,null,null,null,null,null,null,null,null,null,null,null,null,null,null,null,null,null,null,null,null,null,null,null,24,2,1.7722379553730405,{"$f":"(B10/(1+$AA$144*AU111))^(1/4)","v":1.7729207959442472},{"$f":"(B10/(1+$AA$144*AV111))^(1/4)","v":1.7729187467915672},{"$f":"(B10/(1+$AA$144*AW111))^(1/4)","v":1.772918752940901},{"$f":"(B10/(1+$AA$144*AX111))^(1/4)","v":1.7729187529224475},{"$f":"(B10/(1+$AA$144*AY111))^(1/4)","v":1.772918752922503},{"$f":"(B10/(1+$AA$144*AZ111))^(1/4)","v":1.7729187529225028},{"$f":"(B10/(1+$AA$144*BA111))^(1/4)","v":1.7729187529225028},{"$f":"(B10/(1+$AA$144*BB111))^(1/4)","v":1.7729187529225028},{"$f":"(B10/(1+$AA$144*BC111))^(1/4)","v":1.7729187529225028},{"$f":"(B10/(1+$AA$144*BD111))^(1/4)","v":1.7729187529225028},{"$f":"(B10/(1+$AA$144*BE111))^(1/4)","v":1.7729187529225028},2,{"$f":"(B10/(1+$U$169*BG111))^(1/4)","v":1.7602357032217857},{"$f":"(B10/(1+$U$169*BH111))^(1/4)","v":1.7623508428675083},{"$f":"(B10/(1+$U$169*BI111))^(1/4)","v":1.7623321280195869},{"$f":"(B10/(1+$U$169*BJ111))^(1/4)","v":1.7623322936050212},{"$f":"(B10/(1+$U$169*BK111))^(1/4)","v":1.7623322921399522},{"$f":"(B10/(1+$U$169*BL111))^(1/4)","v":1.762332292152915},2,{"$f":"(B10/(1+$AC$194*BN111))^(1/4)","v":1.7484970428018478},{"$f":"(B10/(1+$AC$194*BO111))^(1/4)","v":1.7521065663545063},{"$f":"(B10/(1+$AC$194*BP111))^(1/4)","v":1.7520544991104714},{"$f":"(B10/(1+$AC$194*BQ111))^(1/4)","v":1.7520552501235527},{"$f":"(B10/(1+$AC$194*BR111))^(1/4)","v":1.7520552392909985},{"$f":"(B10/(1+$AC$194*BS111))^(1/4)","v":1.7520552394472464},2,{"$f":"(B10/(1+$S$219*BU111))^(1/4)","v":1.7634736211093045},{"$f":"(B10/(1+$S$219*BV111))^(1/4)","v":1.7651926379281278},{"$f":"(B10/(1+$S$219*BW111))^(1/4)","v":1.7651801142737755},{"$f":"(B10/(1+$S$219*BX111))^(1/4)","v":1.7651802055114847},{"$f":"(B10/(1+$S$219*BY111))^(1/4)","v":1.7651802048467968},2,{"$f":"(B10/(1+$S$243*CA111))^(1/4)","v":1.7530208763682043},{"$f":"(B10/(1+$S$243*CB111))^(1/4)","v":1.7560438301427561},{"$f":"(B10/(1+$S$243*CC111))^(1/4)","v":1.7560066722345899},{"$f":"(B10/(1+$S$243*CD111))^(1/4)","v":1.7560071289527874},{"$f":"(B10/(1+$S$243*CE111))^(1/4)","v":1.7560071233391334},2,{"$f":"(B10/(1+$S$267*CG111))^(1/4)","v":1.7418157926109352},{"$f":"(B10/(1+$S$267*CH111))^(1/4)","v":1.7463154648075736},{"$f":"(B10/(1+$S$267*CI111))^(1/4)","v":1.7462365450018451},{"$f":"(B10/(1+$S$267*CJ111))^(1/4)","v":1.7462379290236483},{"$f":"(B10/(1+$S$267*CK111))^(1/4)","v":1.7462379047519201}]
[null,null,null,null,null,null,null,null,null,null,null,null,null,null,null,null,null,null,null,null,null,null,null,null,null,null,null,null,null,null,null,null,null,null,null,null,null,null,null,null,null,null,null,null,22,2,1.7733099261342129,{"$f":"(B10/(1+$AA$145*AU112))^(1/4)","v":1.7738697097589355},{"$f":"(B10/(1+$AA$145*AV112))^(1/4)","v":1.7738683263526704},{"$f":"(B10/(1+$AA$145*AW112))^(1/4)","v":1.7738683297715079},{"$f":"(B10/(1+$AA$145*AX112))^(1/4)","v":1.7738683297630586},{"$f":"(B10/(1+$AA$145*AY112))^(1/4)","v":1.7738683297630795},{"$f":"(B10/(1+$AA$145*AZ112))^(1/4)","v":1.7738683297630793},{"$f":"(B10/(1+$AA$145*BA112))^(1/4)","v":1.7738683297630793},{"$f":"(B10/(1+$AA$145*BB112))^(1/4)","v":1.7738683297630793},{"$f":"(B10/(1+$AA$145*BC112))^(1/4)","v":1.7738683297630793},{"$f":"(B10/(1+$AA$145*BD112))^(1/4)","v":1.7738683297630793},{"$f":"(B10/(1+$AA$145*BE112))^(1/4)","v":1.7738683297630793},2,{"$f":"(B10/(1+$U$170*BG112))^(1/4)","v":1.7605796494436532},{"$f":"(B10/(1+$U$170*BH112))^(1/4)","v":1.7626523755618158},{"$f":"(B10/(1+$U$170*BI112))^(1/4)","v":1.7626343789996624},{"$f":"(B10/(1+$U$170*BJ112))^(1/4)","v":1.7626345352518809},{"$f":"(B10/(1+$U$170*BK112))^(1/4)","v":1.7626345338952463},{"$f":"(B10/(1+$U$170*BL112))^(1/4)","v":1.7626345339070251},2,{"$f":"(B10/(1+$AC$195*BN112))^(1/4)","v":1.747315302345386},{"$f":"(B10/(1+$AC$195*BO112))^(1/4)","v":1.7510802167873991},{"$f":"(B10/(1+$AC$195*BP112))^(1/4)","v":1.7510238225830923},{"$f":"(B10/(1+$AC$195*BQ112))^(1/4)","v":1.7510246672381606},{"$f":"(B10/(1+$AC$195*BR112))^(1/4)","v":1.7510246545871615},{"$f":"(B10/(1+$AC$195*BS112))^(1/4)","v":1.7510246547766446},2,{"$f":"(B10/(1+$S$220*BU112))^(1/4)","v":1.7647753933079489},{"$f":"(B10/(1+$S$220*BV112))^(1/4)","v":1.7663371569022062},{"$f":"(B10/(1+$S$220*BW112))^(1/4)","v":1.7663267648318952},{"$f":"(B10/(1+$S$220*BX112))^(1/4)","v":1.7663268339803553},{"$f":"(B10/(1+$S$220*BY112))^(1/4)","v":1.7663268335202438},2,{"$f":"(B10/(1+$S$244*CA112))^(1/4)","v":1.7556287667896004},{"$f":"(B10/(1+$S$244*CB112))^(1/4)","v":1.7583196146553266},{"$f":"(B10/(1+$S$244*CC112))^(1/4)","v":1.758289872440191},{"$f":"(B10/(1+$S$244*CD112))^(1/4)","v":1.7582902011701718},{"$f":"(B10/(1+$S$244*CE112))^(1/4)","v":1.7582901975368359},2,{"$f":"(B10/(1+$S$268*CG112))^(1/4)","v":1.7446535811456811},{"$f":"(B10/(1+$S$268*CH112))^(1/4)","v":1.7487717390705371},{"$f":"(B10/(1+$S$268*CI112))^(1/4)","v":1.7487049360568254},{"$f":"(B10/(1+$S$268*CJ112))^(1/4)","v":1.7487060196052151},{"$f":"(B10/(1+$S$268*CK112))^(1/4)","v":1.7487060020299765}]
[null,null,null,null,null,null,null,null,null,null,null,null,null,null,null,null,null,null,null,null,null,null,null,null,null,null,null,null,null,null,null,null,null,null,null,null,null,null,null,null,null,null,null,null,20,2,1.7741901955665673,{"$f":"(B10/(1+$AA$146*AU113))^(1/4)","v":1.7746495369867492},{"$f":"(B10/(1+$AA$146*AV113))^(1/4)","v":1.7746486019925165},{"$f":"(B10/(1+$AA$146*AW113))^(1/4)","v":1.7746486038957043},{"$f":"(B10/(1+$AA$146*AX113))^(1/4)","v":1.7746486038918303},{"$f":"(B10/(1+$AA$146*AY113))^(1/4)","v":1.7746486038918383},{"$f":"(B10/(1+$AA$146*AZ113))^(1/4)","v":1.7746486038918383},{"$f":"(B10/(1+$AA$146*BA113))^(1/4)","v":1.7746486038918383},{"$f":"(B10/(1+$AA$146*BB113))^(1/4)","v":1.7746486038918383},{"$f":"(B10/(1+$AA$146*BC113))^(1/4)","v":1.7746486038918383},{"$f":"(B10/(1+$AA$146*BD113))^(1/4)","v":1.7746486038918383},{"$f":"(B10/(1+$AA$146*BE113))^(1/4)","v":1.7746486038918383},2,{"$f":"(B10/(1+$U$171*BG113))^(1/4)","v":1.7592509574882691},{"$f":"(B10/(1+$U$171*BH113))^(1/4)","v":1.7614879690261822},{"$f":"(B10/(1+$U$171*BI113))^(1/4)","v":1.7614671174361065},{"$f":"(B10/(1+$U$171*BJ113))^(1/4)","v":1.7614673117918596},{"$f":"(B10/(1+$U$171*BK113))^(1/4)","v":1.7614673099802871},{"$f":"(B10/(1+$U$171*BL113))^(1/4)","v":1.7614673099971725},2,{"$f":"(B10/(1+$AC$196*BN113))^(1/4)","v":1.7458237971186981},{"$f":"(B10/(1+$AC$196*BO113))^(1/4)","v":1.7497861012563194},{"$f":"(B10/(1+$AC$196*BP113))^(1/4)","v":1.7497239879045823},{"$f":"(B10/(1+$AC$196*BQ113))^(1/4)","v":1.7497249615126971},{"$f":"(B10/(1+$AC$196*BR113))^(1/4)","v":1.7497249462516613},{"$f":"(B10/(1+$AC$196*BS113))^(1/4)","v":1.749724946490874},2,{"$f":"(B10/(1+$S$221*BU113))^(1/4)","v":1.7647059267741754},{"$f":"(B10/(1+$S$221*BV113))^(1/4)","v":1.7662760526720438},{"$f":"(B10/(1+$S$221*BW113))^(1/4)","v":1.7662655519946266},{"$f":"(B10/(1+$S$221*BX113))^(1/4)","v":1.7662656222199495},{"$f":"(B10/(1+$S$221*BY113))^(1/4)","v":1.7662656217503039},2,{"$f":"(B10/(1+$S$245*CA113))^(1/4)","v":1.7580939999226615},{"$f":"(B10/(1+$S$245*CB113))^(1/4)","v":1.7604750239028715},{"$f":"(B10/(1+$S$245*CC113))^(1/4)","v":1.7604515093711748},{"$f":"(B10/(1+$S$245*CD113))^(1/4)","v":1.760451741588458},{"$f":"(B10/(1+$S$245*CE113))^(1/4)","v":1.7604517392952004},2,{"$f":"(B10/(1+$S$269*CG113))^(1/4)","v":1.7488135176585993},{"$f":"(B10/(1+$S$269*CH113))^(1/4)","v":1.7523815781849132},{"$f":"(B10/(1+$S$269*CI113))^(1/4)","v":1.7523306391548044},{"$f":"(B10/(1+$S$269*CJ113))^(1/4)","v":1.7523313663282647},{"$f":"(B10/(1+$S$269*CK113))^(1/4)","v":1.7523313559475844}]
[null,null,null,null,null,null,null,null,null,null,null,null,null,null,null,null,null,null,null,null,null,null,null,null,null,null,null,null,null,null,null,null,null,null,null,null,null,null,null,null,null,null,null,null,18,2,1.7745307147634839,{"$f":"(B10/(1+$AA$147*AU114))^(1/4)","v":1.7749513492333067},{"$f":"(B10/(1+$AA$147*AV114))^(1/4)","v":1.7749505640352843},{"$f":"(B10/(1+$AA$147*AW114))^(1/4)","v":1.7749505655010112},{"$f":"(B10/(1+$AA$147*AX114))^(1/4)","v":1.7749505654982749},{"$f":"(B10/(1+$AA$147*AY114))^(1/4)","v":1.77495056549828},{"$f":"(B10/(1+$AA$147*AZ114))^(1/4)","v":1.77495056549828},{"$f":"(B10/(1+$AA$147*BA114))^(1/4)","v":1.77495056549828},{"$f":"(B10/(1+$AA$147*BB114))^(1/4)","v":1.77495056549828},{"$f":"(B10/(1+$AA$147*BC114))^(1/4)","v":1.77495056549828},{"$f":"(B10/(1+$AA$147*BD114))^(1/4)","v":1.77495056549828},{"$f":"(B10/(1+$AA$147*BE114))^(1/4)","v":1.77495056549828},2,{"$f":"(B10/(1+$U$172*BG114))^(1/4)","v":1.756946157436668},{"$f":"(B10/(1+$U$172*BH114))^(1/4)","v":1.7594709389061358},{"$f":"(B10/(1+$U$172*BI114))^(1/4)","v":1.7594446187459389},{"$f":"(B10/(1+$U$172*BJ114))^(1/4)","v":1.7594448931162969},{"$f":"(B10/(1+$U$172*BK114))^(1/4)","v":1.7594448902561652},{"$f":"(B10/(1+$U$172*BL114))^(1/4)","v":1.7594448902859803},2,{"$f":"(B10/(1+$AC$197*BN114))^(1/4)","v":1.7438776930910536},{"$f":"(B10/(1+$AC$197*BO114))^(1/4)","v":1.7480996616137918},{"$f":"(B10/(1+$AC$197*BP114))^(1/4)","v":1.7480296506436976},{"$f":"(B10/(1+$AC$197*BQ114))^(1/4)","v":1.7480308114892369},{"$f":"(B10/(1+$AC$197*BR114))^(1/4)","v":1.748030792241331},{"$f":"(B10/(1+$AC$197*BS114))^(1/4)","v":1.7480307925604792},null,null,null,null,null,null,2,{"$f":"(B10/(1+$S$246*CA114))^(1/4)","v":1.7589050441673519},{"$f":"(B10/(1+$S$246*CB114))^(1/4)","v":1.7611850197734753},{"$f":"(B10/(1+$S$246*CC114))^(1/4)","v":1.7611633893078498},{"$f":"(B10/(1+$S$246*CD114))^(1/4)","v":1.7611635945130337},{"$f":"(B10/(1+$S$246*CE114))^(1/4)","v":1.7611635925662805},2,{"$f":"(B10/(1+$S$270*CG114))^(1/4)","v":1.7500259764896446},{"$f":"(B10/(1+$S$270*CH114))^(1/4)","v":1.7534357801428793},{"$f":"(B10/(1+$S$270*CI114))^(1/4)","v":1.7533890443758389},{"$f":"(B10/(1+$S$270*CJ114))^(1/4)","v":1.753389684907845},{"$f":"(B10/(1+$S$270*CK114))^(1/4)","v":1.7533896761290948}]
[null,null,null,null,null,null,null,null,null,null,null,null,null,null,null,null,null,null,null,null,null,null,null,null,null,null,null,null,null,null,null,null,null,null,null,null,null,null,null,null,null,null,null,null,16,2,1.7743140312665704,{"$f":"(B10/(1+$AA$148*AU115))^(1/4)","v":1.7747592866918069},{"$f":"(B10/(1+$AA$148*AV115))^(1/4)","v":1.7747584076980591},{"$f":"(B10/(1+$AA$148*AW115))^(1/4)","v":1.7747584094333082},{"$f":"(B10/(1+$AA$148*AX115))^(1/4)","v":1.7747584094298827},{"$f":"(B10/(1+$AA$148*AY115))^(1/4)","v":1.7747584094298894},{"$f":"(B10/(1+$AA$148*AZ115))^(1/4)","v":1.7747584094298894},{"$f":"(B10/(1+$AA$148*BA115))^(1/4)","v":1.7747584094298894},{"$f":"(B10/(1+$AA$148*BB115))^(1/4)","v":1.7747584094298894},{"$f":"(B10/(1+$AA$148*BC115))^(1/4)","v":1.7747584094298894},{"$f":"(B10/(1+$AA$148*BD115))^(1/4)","v":1.7747584094298894},{"$f":"(B10/(1+$AA$148*BE115))^(1/4)","v":1.7747584094298894},2,{"$f":"(B10/(1+$U$173*BG115))^(1/4)","v":1.7565551206305086},{"$f":"(B10/(1+$U$173*BH115))^(1/4)","v":1.7591290754660633},{"$f":"(B10/(1+$U$173*BI115))^(1/4)","v":1.759101762130824},{"$f":"(B10/(1+$U$173*BJ115))^(1/4)","v":1.759102051953171},{"$f":"(B10/(1+$U$173*BK115))^(1/4)","v":1.7591020488778588},{"$f":"(B10/(1+$U$173*BL115))^(1/4)","v":1.7591020489104914},2,{"$f":"(B10/(1+$AC$198*BN115))^(1/4)","v":1.7424994496665414},{"$f":"(B10/(1+$AC$198*BO115))^(1/4)","v":1.7469067508419693},{"$f":"(B10/(1+$AC$198*BP115))^(1/4)","v":1.7468308468642373},{"$f":"(B10/(1+$AC$198*BQ115))^(1/4)","v":1.7468321539677389},{"$f":"(B10/(1+$AC$198*BR115))^(1/4)","v":1.7468321314587381},{"$f":"(B10/(1+$AC$198*BS115))^(1/4)","v":1.7468321318463547},null,null,null,null,null,null,2,{"$f":"(B10/(1+$S$247*CA115))^(1/4)","v":1.7585677183455934},{"$f":"(B10/(1+$S$247*CB115))^(1/4)","v":1.7608896683036148},{"$f":"(B10/(1+$S$247*CC115))^(1/4)","v":1.7608672640926839},{"$f":"(B10/(1+$S$247*CD115))^(1/4)","v":1.7608674802613633},{"$f":"(B10/(1+$S$247*CE115))^(1/4)","v":1.7608674781756433},2,{"$f":"(B10/(1+$S$271*CG115))^(1/4)","v":1.7532616303250768},{"$f":"(B10/(1+$S$271*CH115))^(1/4)","v":1.7562537386455479},{"$f":"(B10/(1+$S$271*CI115))^(1/4)","v":1.7562173012330773},{"$f":"(B10/(1+$S$271*CJ115))^(1/4)","v":1.7562177449392737},{"$f":"(B10/(1+$S$271*CK115))^(1/4)","v":1.7562177395361649},null,null,null,null,"calule theorique matlab et valeur mesure experimentale"]
[null,null,null,null,null,null,null,null,null,null,null,null,null,null,null,null,null,null,null,null,null,null,null,null,null,null,null,null,null,null,null,null,null,null,null,null,null,null,null,null,null,null,null,null,14,2,1.7739138687161429,{"$f":"(B10/(1+$AA$149*AU116))^(1/4)","v":1.7744046809004892},{"$f":"(B10/(1+$AA$149*AV116))^(1/4)","v":1.7744036146567836},{"$f":"(B10/(1+$AA$149*AW116))^(1/4)","v":1.7744036169730952},{"$f":"(B10/(1+$AA$149*AX116))^(1/4)","v":1.7744036169680633},{"$f":"(B10/(1+$AA$149*AY116))^(1/4)","v":1.7744036169680741},{"$f":"(B10/(1+$AA$149*AZ116))^(1/4)","v":1.7744036169680741},{"$f":"(B10/(1+$AA$149*BA116))^(1/4)","v":1.7744036169680741},{"$f":"(B10/(1+$AA$149*BB116))^(1/4)","v":1.7744036169680741},{"$f":"(B10/(1+$AA$149*BC116))^(1/4)","v":1.7744036169680741},{"$f":"(B10/(1+$AA$149*BD116))^(1/4)","v":1.7744036169680741},{"$f":"(B10/(1+$AA$149*BE116))^(1/4)","v":1.7744036169680741},2,{"$f":"(B10/(1+$U$174*BG116))^(1/4)","v":1.7545193143971467},{"$f":"(B10/(1+$U$174*BH116))^(1/4)","v":1.7573509029266996},{"$f":"(B10/(1+$U$174*BI116))^(1/4)","v":1.7573181104479885},{"$f":"(B10/(1+$U$174*BJ116))^(1/4)","v":1.7573184901984591},{"$f":"(B10/(1+$U$174*BK116))^(1/4)","v":1.7573184858007893},{"$f":"(B10/(1+$U$174*BL116))^(1/4)","v":1.7573184858517159},2,{"$f":"(B10/(1+$AC$199*BN116))^(1/4)","v":1.7385112194397336},{"$f":"(B10/(1+$AC$199*BO116))^(1/4)","v":1.7434614613072859},{"$f":"(B10/(1+$AC$199*BP116))^(1/4)","v":1.7433670920933819},{"$f":"(B10/(1+$AC$199*BQ116))^(1/4)","v":1.743368890867405},{"$f":"(B10/(1+$AC$199*BR116))^(1/4)","v":1.7433688565808403},{"$f":"(B10/(1+$AC$199*BS116))^(1/4)","v":1.7433688572343788},null,null,null,null,null,null,2,{"$f":"(B10/(1+$S$248*CA116))^(1/4)","v":1.7590057526829688},{"$f":"(B10/(1+$S$248*CB116))^(1/4)","v":1.7612732115722316},{"$f":"(B10/(1+$S$248*CC116))^(1/4)","v":1.7612518093879461},{"$f":"(B10/(1+$S$248*CD116))^(1/4)","v":1.7612520113936849},{"$f":"(B10/(1+$S$248*CE116))^(1/4)","v":1.7612520094870416},2,{"$f":"(B10/(1+$S$272*CG116))^(1/4)","v":1.7518068494336834},{"$f":"(B10/(1+$S$272*CH116))^(1/4)","v":1.7549859188034813},{"$f":"(B10/(1+$S$272*CI116))^(1/4)","v":1.754945015880478},{"$f":"(B10/(1+$S$272*CJ116))^(1/4)","v":1.7549455421202951},{"$f":"(B10/(1+$S$272*CK116))^(1/4)","v":1.7549455353499097}]
[null,null,null,null,null,null,null,null,null,null,null,null,null,null,null,null,null,null,null,null,null,null,null,null,null,null,null,null,null,null,null,null,null,null,null,null,null,null,null,null,null,null,null,null,12,2,1.7739018180371484,{"$f":"(B10/(1+$AA$150*AU117))^(1/4)","v":1.7743940039030228},{"$f":"(B10/(1+$AA$150*AV117))^(1/4)","v":1.7743929317376512},{"$f":"(B10/(1+$AA$150*AW117))^(1/4)","v":1.7743929340732258},{"$f":"(B10/(1+$AA$150*AX117))^(1/4)","v":1.7743929340681381},{"$f":"(B10/(1+$AA$150*AY117))^(1/4)","v":1.7743929340681492},{"$f":"(B10/(1+$AA$150*AZ117))^(1/4)","v":1.7743929340681492},{"$f":"(B10/(1+$AA$150*BA117))^(1/4)","v":1.7743929340681492},{"$f":"(B10/(1+$AA$150*BB117))^(1/4)","v":1.7743929340681492},{"$f":"(B10/(1+$AA$150*BC117))^(1/4)","v":1.7743929340681492},{"$f":"(B10/(1+$AA$150*BD117))^(1/4)","v":1.7743929340681492},{"$f":"(B10/(1+$AA$150*BE117))^(1/4)","v":1.7743929340681492},2,{"$f":"(B10/(1+$U$175*BG117))^(1/4)","v":1.7529204154070821},{"$f":"(B10/(1+$U$175*BH117))^(1/4)","v":1.7559562514251768},{"$f":"(B10/(1+$U$175*BI117))^(1/4)","v":1.7559187907037432},{"$f":"(B10/(1+$U$175*BJ117))^(1/4)","v":1.7559192529262491},{"$f":"(B10/(1+$U$175*BK117))^(1/4)","v":1.7559192472229477},{"$f":"(B10/(1+$U$175*BL117))^(1/4)","v":1.7559192472933201},2,{"$f":"(B10/(1+$AC$200*BN117))^(1/4)","v":1.7343524149227576},{"$f":"(B10/(1+$AC$200*BO117))^(1/4)","v":1.7398791946837031},{"$f":"(B10/(1+$AC$200*BP117))^(1/4)","v":1.739763310747702},{"$f":"(B10/(1+$AC$200*BQ117))^(1/4)","v":1.7397657401728155},{"$f":"(B10/(1+$AC$200*BR117))^(1/4)","v":1.7397656892414546},{"$f":"(B10/(1+$AC$200*BS117))^(1/4)","v":1.7397656903091985},null,null,null,null,null,null,2,{"$f":"(B10/(1+$S$249*CA117))^(1/4)","v":1.7613237907655359},{"$f":"(B10/(1+$S$249*CB117))^(1/4)","v":1.7633050256964373},{"$f":"(B10/(1+$S$249*CC117))^(1/4)","v":1.7632885336852984},{"$f":"(B10/(1+$S$249*CD117))^(1/4)","v":1.7632886709633768},{"$f":"(B10/(1+$S$249*CE117))^(1/4)","v":1.7632886698206858},2,{"$f":"(B10/(1+$S$273*CG117))^(1/4)","v":1.7535863189966336},{"$f":"(B10/(1+$S$273*CH117))^(1/4)","v":1.7565368879617433},{"$f":"(B10/(1+$S$273*CI117))^(1/4)","v":1.7565014106359116},{"$f":"(B10/(1+$S$273*CJ117))^(1/4)","v":1.7565018371902053},{"$f":"(B10/(1+$S$273*CK117))^(1/4)","v":1.7565018320616146}]
[null,null,null,null,null,null,null,null,null,null,null,null,null,null,null,null,null,null,null,null,null,null,null,null,null,null,null,null,null,null,null,null,null,null,null,null,null,null,null,null,null,null,null,null,10,2,1.7739485932826207,{"$f":"(B10/(1+$AA$151*AU118))^(1/4)","v":1.7744354477192759},{"$f":"(B10/(1+$AA$151*AV118))^(1/4)","v":1.7744343984465978},{"$f":"(B10/(1+$AA$151*AW118))^(1/4)","v":1.7744344007079955},{"$f":"(B10/(1+$AA$151*AX118))^(1/4)","v":1.7744344007031221},{"$f":"(B10/(1+$AA$151*AY118))^(1/4)","v":1.7744344007031325},{"$f":"(B10/(1+$AA$151*AZ118))^(1/4)","v":1.7744344007031325},{"$f":"(B10/(1+$AA$151*BA118))^(1/4)","v":1.7744344007031325},{"$f":"(B10/(1+$AA$151*BB118))^(1/4)","v":1.7744344007031325},{"$f":"(B10/(1+$AA$151*BC118))^(1/4)","v":1.7744344007031325},{"$f":"(B10/(1+$AA$151*BD118))^(1/4)","v":1.7744344007031325},{"$f":"(B10/(1+$AA$151*BE118))^(1/4)","v":1.7744344007031325},2,{"$f":"(B10/(1+$U$176*BG118))^(1/4)","v":1.7509416247196048},{"$f":"(B10/(1+$U$176*BH118))^(1/4)","v":1.7542325390738116},{"$f":"(B10/(1+$U$176*BI118))^(1/4)","v":1.7541888528340095},{"$f":"(B10/(1+$U$176*BJ118))^(1/4)","v":1.7541894327246124},{"$f":"(B10/(1+$U$176*BK118))^(1/4)","v":1.7541894250271455},{"$f":"(B10/(1+$U$176*BL118))^(1/4)","v":1.7541894251293217},2,{"$f":"(B10/(1+$AC$201*BN118))^(1/4)","v":1.7313812747888233},{"$f":"(B10/(1+$AC$201*BO118))^(1/4)","v":1.7373263321597425},{"$f":"(B10/(1+$AC$201*BP118))^(1/4)","v":1.7371936483919899},{"$f":"(B10/(1+$AC$201*BQ118))^(1/4)","v":1.7371966091197077},{"$f":"(B10/(1+$AC$201*BR118))^(1/4)","v":1.7371965430532605},{"$f":"(B10/(1+$AC$201*BS118))^(1/4)","v":1.7371965445274844}]
[null,null,null,null,null,null,null,null,null,null,null,null,null,null,null,null,null,null,null,null,null,null,null,null,null,null,null,null,null,null,null,null,null,null,null,null,null,null,null,null,null,null,null,null,8,2,1.7742575878807785,{"$f":"(B10/(1+$AA$152*AU119))^(1/4)","v":1.7747092622449232},{"$f":"(B10/(1+$AA$152*AV119))^(1/4)","v":1.7747083579428045},{"$f":"(B10/(1+$AA$152*AW119))^(1/4)","v":1.7747083597533151},{"$f":"(B10/(1+$AA$152*AX119))^(1/4)","v":1.7747083597496904},{"$f":"(B10/(1+$AA$152*AY119))^(1/4)","v":1.7747083597496975},{"$f":"(B10/(1+$AA$152*AZ119))^(1/4)","v":1.7747083597496975},{"$f":"(B10/(1+$AA$152*BA119))^(1/4)","v":1.7747083597496975},{"$f":"(B10/(1+$AA$152*BB119))^(1/4)","v":1.7747083597496975},{"$f":"(B10/(1+$AA$152*BC119))^(1/4)","v":1.7747083597496975},{"$f":"(B10/(1+$AA$152*BD119))^(1/4)","v":1.7747083597496975},{"$f":"(B10/(1+$AA$152*BE119))^(1/4)","v":1.7747083597496975},2,{"$f":"(B10/(1+$U$177*BG119))^(1/4)","v":1.7440358786854102},{"$f":"(B10/(1+$U$177*BH119))^(1/4)","v":1.748236651978722},{"$f":"(B10/(1+$U$177*BI119))^(1/4)","v":1.7481673014288497},{"$f":"(B10/(1+$U$177*BJ119))^(1/4)","v":1.7481684462251421},{"$f":"(B10/(1+$U$177*BK119))^(1/4)","v":1.7481684273275173},{"$f":"(B10/(1+$U$177*BL119))^(1/4)","v":1.7481684276394684}]
[null,null,null,null,null,null,null,null,null,null,null,null,null,null,null,null,null,null,null,null,null,null,null,null,null,null,null,null,null,null,null,null,null,null,null,null,null,null,null,null,null,null,null,null,6,null,null,null,null,null,null,null,null,null,null,null,null,null,2,{"$f":"(B10/(1+$U$178*BG120))^(1/4)","v":1.7391428819575441},{"$f":"(B10/(1+$U$178*BH120))^(1/4)","v":1.7440064783048186},{"$f":"(B10/(1+$U$178*BI120))^(1/4)","v":1.7439151743258867},{"$f":"(B10/(1+$U$178*BJ120))^(1/4)","v":1.7439168881494482},{"$f":"(B10/(1+$U$178*BK120))^(1/4)","v":1.7439168559800036},{"$f":"(B10/(1+$U$178*BL120))^(1/4)","v":1.7439168565838425},null,null,null,null,null,null,null,null,null,null,null,null,null,null,null,null,null,null,null,null,null,null,null,null,null,null,null,null,null,null,null,null,null,null,null,null,null,null,"Brouillon"]
[null,null,null,null,null,null,null,null,null,null,null,null,null,null,null,null,null,null,null,null,null,null,null,null,null,null,null,null,null,null,null,null,null,null,null,null,null,null,null,null,null,null,null,null,4,null,null,null,null,null,null,null,null,null,null,null,null,null,2,{"$f":"(B10/(1+$U$179*BG121))^(1/4)","v":1.7324912667916965},{"$f":"(B10/(1+$U$179*BH121))^(1/4)","v":1.7382794417840706},{"$f":"(B10/(1+$U$179*BI121))^(1/4)","v":1.7381531745002785},{"$f":"(B10/(1+$U$179*BJ121))^(1/4)","v":1.738155928493555},{"$f":"(B10/(1+$U$179*BK121))^(1/4)","v":1.7381558684264646},{"$f":"(B10/(1+$U$179*BL121))^(1/4)","v":1.7381558697365822}]
[null,null,null,null,null,null,null,null,null,null,null,null,null,null,null,null,null,null,null,null,null,null,null,null,null,null,null,null,null,null,null,null,null,null,null,null,null,null,null,null,null,null,null,null,2,null,null,null,null,null,null,null,null,null,null,null,null,null,2,{"$f":"(B10/(1+$U$180*BG122))^(1/4)","v":1.7236081836822548},{"$f":"(B10/(1+$U$180*BH122))^(1/4)","v":1.7306721908838094},{"$f":"(B10/(1+$U$180*BI122))^(1/4)","v":1.7304898399925717},{"$f":"(B10/(1+$U$180*BJ122))^(1/4)","v":1.7304945460064012},{"$f":"(B10/(1+$U$180*BK122))^(1/4)","v":1.7304944245553202},{"$f":"(B10/(1+$U$180*BL122))^(1/4)","v":1.7304944276896848}]
[null,null,null,null,null,null,null,null,null,null,null,null,null,null,null,null,null,null,null,null,null,null,null,null,null,null,null,null,null,null,null,null,null,null,null,null,null,null,null,null,null,null,null,null,1,null,null,null,null,null,null,null,null,null,null,null,null,null,2,{"$f":"(B10/(1+$U$181*BG123))^(1/4)","v":1.7183061710496499},{"$f":"(B10/(1+$U$181*BH123))^(1/4)","v":1.7261534141488246},{"$f":"(B10/(1+$U$181*BI123))^(1/4)","v":1.7259323743000807},{"$f":"(B10/(1+$U$181*BJ123))^(1/4)","v":1.725938598577218},{"$f":"(B10/(1+$U$181*BK123))^(1/4)","v":1.7259384233058108},{"$f":"(B10/(1+$U$181*BL123))^(1/4)","v":1.725938428241333},null,null,null,null,null,null,null,null,null,null,null,null,null,null,null,null,null,null,null,null,null,null,null,null,null,null,null,null,null,null,null,null,null,null,null,null,null,null,null,"fusion PTFE 327 °C",null,null,"KZ07-07",null,"KZ04-06","KZ05-08","KZ04-05","AWG26","AWG28","AWG 26 delta"]
[null,null,null,null,null,null,null,null,null,null,null,null,null,null,null,null,null,null,null,null,null,null,null,null,null,null,null,null,null,null,null,null,null,null,null,null,null,null,null,null,null,null,null,null,0,null,null,null,null,null,null,null,null,null,null,null,null,null,2,{"$f":"(B10/(1+$U$182*BG124))^(1/4)","v":1.71510918528025},{"$f":"(B10/(1+$U$182*BH124))^(1/4)","v":1.7234363598199673},{"$f":"(B10/(1+$U$182*BI124))^(1/4)","v":1.7231900811591259},{"$f":"(B10/(1+$U$182*BJ124))^(1/4)","v":1.723197362398851},{"$f":"(B10/(1+$U$182*BK124))^(1/4)","v":1.7231971471264631},{"$f":"(B10/(1+$U$182*BL124))^(1/4)","v":1.7231971534910642},null,null,null,null,null,null,null,null,null,null,null,null,null,null,null,null,null,null,null,null,null,null,null,null,null,null,null,null,null,null,null,null,null,null,null,null,null,null,null,"tau=100 000seconde",null,"A","AWG20",null,"AWG22","AWG18","AWG24","KZ04-04","KZ04-03"]
[null,null,null,null,null,null,null,null,null,null,null,null,null,null,null,null,null,null,null,null,null,null,null,null,null,null,null,null,null,null,null,null,null,null,null,null,null,null,null,null,null,null,null,null,"00",null,null,null,null,null,null,null,null,null,null,null,null,null,2,{"$f":"(B10/(1+$U$183*BG125))^(1/4)","v":1.7103368390400633},{"$f":"(B10/(1+$U$183*BH125))^(1/4)","v":1.7193909561131291},{"$f":"(B10/(1+$U$183*BI125))^(1/4)","v":1.7191043021519272},{"$f":"(B10/(1+$U$183*BJ125))^(1/4)","v":1.7191133739734865},{"$f":"(B10/(1+$U$183*BK125))^(1/4)","v":1.7191130868712345},{"$f":"(B10/(1+$U$183*BL125))^(1/4)","v":1.719113095957356},null,null,null,null,null,null,null,null,null,null,null,null,null,null,null,null,null,null,null,null,null,null,null,null,null,null,null,null,null,null,null,null,null,null,null,null,null,null,null,null,null,0.25,"cœur du cuivre","frontiere du PTFE","cœur du cuivre",null,null,20.59,21.14,{"$f":"DI125-20","v":0.58999999999999986}]
[null,null,null,null,null,null,null,null,null,null,null,null,null,null,null,null,null,null,null,null,null,null,null,null,null,null,null,null,null,null,null,null,null,null,null,null,null,null,null,null,null,null,null,null,"000",null,null,null,null,null,null,null,null,null,null,null,null,null,2,{"$f":"(B10/(1+$U$184*BG126))^(1/4)","v":1.7073818387876623},{"$f":"(B10/(1+$U$184*BH126))^(1/4)","v":1.7168922891677381},{"$f":"(B10/(1+$U$184*BI126))^(1/4)","v":1.716579002363368},{"$f":"(B10/(1+$U$184*BJ126))^(1/4)","v":1.7165893178927245},{"$f":"(B10/(1+$U$184*BK126))^(1/4)","v":1.7165889782305033},{"$f":"(B10/(1+$U$184*BL126))^(1/4)","v":1.7165889894146473},null,null,null,null,null,null,null,null,null,null,null,null,null,null,null,null,null,null,null,null,null,null,null,null,null,null,null,null,null,null,null,null,null,null,null,null,null,null,null,null,null,0.5,null,null,null,null,null,22.38,24.56,2.379999999999999]
[null,null,null,null,null,null,null,null,null,null,null,null,null,null,null,null,null,null,null,null,null,null,null,null,null,null,null,null,null,null,null,null,null,null,null,null,null,null,null,null,null,null,null,null,"0000",null,null,null,null,null,null,null,null,null,null,null,null,null,2,{"$f":"(B10/(1+$U$185*BG127))^(1/4)","v":1.7024980712545406},{"$f":"(B10/(1+$U$185*BH127))^(1/4)","v":1.7127729422050786},{"$f":"(B10/(1+$U$185*BI127))^(1/4)","v":1.712412880093239},{"$f":"(B10/(1+$U$185*BJ127))^(1/4)","v":1.7124254913454571},{"$f":"(B10/(1+$U$185*BK127))^(1/4)","v":1.7124250496258122},{"$f":"(B10/(1+$U$185*BL127))^(1/4)","v":1.712425065097402},null,null,null,null,null,null,null,null,null,null,null,null,null,null,null,null,null,null,null,null,null,null,null,null,null,null,null,null,null,null,null,null,null,null,null,null,null,null,null,null,null,0.75,null,null,null,null,null,25.36,30.27,5.3599999999999994]
[null,null,null,null,null,null,null,null,null,null,null,null,null,null,null,null,null,null,null,null,null,null,null,null,null,null,null,null,null,null,null,null,null,null,null,null,null,null,null,null,null,null,null,null,null,null,null,null,null,null,null,null,null,null,null,null,null,null,null,null,null,null,null,null,null,null,null,null,null,null,null,null,null,null,null,null,null,null,null,null,null,null,null,null,null,null,null,null,null,null,null,null,null,null,null,null,null,null,null,null,null,null,null,null,null,null,1,20.64,20.64,21.27,null,25.2,29.54,38.25,9.5399999999999991]
[null,null,null,null,null,null,null,null,null,null,null,null,null,null,null,null,null,null,null,null,null,null,null,null,null,null,null,null,null,null,null,null,null,null,null,null,null,null,null,null,null,null,null,null,null,null,null,null,null,null,null,null,null,null,null,null,null,null,null,null,null,null,null,null,null,null,null,null,null,null,null,null,null,null,null,null,null,null,null,null,null,null,null,null,null,null,null,null,null,null,null,null,null,null,null,null,null,null,null,null,null,null,null,null,null,null,2,22.58,22.58,25.1,21.28,40.83,58.17,93.03,38.17]
[null,null,null,null,null,null,null,null,null,null,null,null,null,null,null,null,null,null,null,null,null,null,null,null,null,null,null,null,null,null,null,null,null,null,null,null,null,null,null,null,null,null,null,null,null,null,null,null,null,null,null,null,null,null,null,null,null,null,null,null,null,null,null,null,null,null,null,null,null,null,null,null,null,null,null,null,null,null,null,null,null,null,null,null,null,null,null,null,null,null,null,null,null,null,null,null,null,null,null,null,null,null,null,null,null,null,3,25.81,25.81,31.49,22.89,66.87,105.88,184.34,85.88]
[null,null,null,null,null,null,null,null,null,null,null,null,null,null,null,null,null,null,null,null,null,null,null,null,null,null,null,null,null,null,null,null,null,null,null,null,null,null,null,null,null,null,null,null,null,null,null,null,null,null,null,null,null,null,null,null,null,null,null,null,null,null,null,null,null,null,null,null,null,null,null,null,null,null,null,null,null,null,null,null,null,null,null,null,null,null,null,null,null,null,null,null,null,null,null,null,null,null,null,null,null,null,null,null,null,null,4,30.34,30.34,40.42,25.14,103.3,172.68,312.14999999999998,152.68]
[null,null,null,null,null,null,null,null,null,null,null,null,null,null,null,null,null,null,null,null,null,null,null,null,null,null,null,null,null,null,null,null,null,null,null,null,null,null,null,null,null,null,null,null,null,null,null,null,null,null,null,null,null,null,null,null,null,null,null,null,null,null,null,null,null,null,null,null,null,null,null,null,null,null,null,null,null,null,null,null,null,null,null,null,null,null,null,null,null,null,null,null,null,null,null,null,null,null,null,null,null,null,null,null,null,null,5,36.159999999999997,36.159999999999997,51.91,28.04,150.19999999999999,258.57,null,238.57]
[null,null,null,null,null,null,null,null,null,null,null,null,null,null,"pour un fils",null,null,null,null,null,null,null,null,null,null,null,null,null,null,null,null,null,null,null,null,null,null,null,null,null,null,null,null,null,null,null,null,null,null,null,null,null,null,null,null,null,null,null,null,null,null,null,null,null,null,null,null,null,null,null,null,null,null,null,null,null,null,null,null,null,null,null,null,null,null,null,null,null,null,null,null,null,null,null,null,null,null,null,null,null,null,null,null,null,null,null,6,43.27,43.27,65.959999999999994,31.58,207.49,363.55,null,343.55]
["https://mycableengineering.com/knowledge-base/iec-60287-current-capacity-of-cables-introduction",null,null,null,null,null,null,null,null,null,null,null,"h","variable",null,"proposition solveur","proposition solveur",null,null,null,null,null,null,null,null,null,null,null,null,null,null,null,null,null,null,null,null,null,null,null,null,null,null,null,null,null,null,null,null,null,null,null,null,null,null,null,null,null,null,null,null,null,null,null,null,null,null,null,null,null,null,null,null,null,null,null,null,null,null,null,null,null,null,null,null,null,null,null,null,null,null,null,null,null,null,null,null,null,null,null,null,null,null,null,null,null,7,51.68,51.68,82.56,35.76,275.2]
["https://www.cableizer.com/documentation/",null,null,null,null,null,null,null,null,{"$f":"IF(O51=\"fonction de fils\",IF(B11=1,BA1,IF(B11=2,BB1,IF(B11=3,BD1,IF(B11=4,BB1,IF(B11=5,BD1,IF(B11=6,BD1,IF(B11=7,BD1,IF(B11>=8,BC1,0)))))))),O51)","v":"2 câbles jointif horizontaux"},"Installation (tableau 1) :",null,"z",{"$f":"IF(J135=AY18,AZ18,IF(J135=AY19,AZ19,IF(J135=AY20,AZ20,IF(J135=AY21,AZ21,IF(J135=AY22,AZ22,IF(J135=AY23,AZ23,IF(J135=AY24,AZ24,AZ25)))))))","v":0.28999999999999998},null,0.32,0.39202999999999999,null,null,null,null,null,null,null,null,null,null,null,null,null,null,null,null,null,null,null,null,null,null,null,null,null,null,null,null,null,null,null,null,null,null,null,null,null,null,null,null,null,null,null,null,null,null,null,null,null,null,null,null,null,null,null,null,null,null,null,null,null,null,null,null,null,null,null,null,null,null,null,null,null,null,null,null,null,null,null,null,null,null,null,null,null,null,null,null,null,8,61.38,61.38,101.71,40.590000000000003,353]
[null,null,null,null,null,null,null,null,null,{"$f":"IF(O52=\"fonction de fils\",IF(B11=1,AY29,IF(B11=2,AY29,IF(B11=3,AY29,IF(B11=4,AY34,IF(B11=5,AY36,IF(B11=6,AY36,IF(B11=7,AY36,IF(B11>=8,AY35,AY29)))))))),O52)","v":"un seul groupe"},"coef disposition des câble(tableau 2):",null,"g",{"$f":"IF(J135=AY18,BB18,IF(J135=AY19,BB19,IF(J135=AY20,BB20,IF(J135=AY21,BB21,IF(J135=AY22,BB22,IF(J135=AY23,BB23,IF(J135=AY24,BB24,BB25)))))))","v":0.5},null,0.65,0.15826999999999999,null,null,150,"ETFE",null,null,null,null,null,null,null,null,null,null,null,null,null,null,null,null,null,null,null,null,null,null,null,null,null,null,null,null,null,null,null,null,null,null,null,null,null,null,null,null,null,null,null,null,null,null,null,null,null,null,null,null,null,null,null,null,null,null,null,null,null,null,null,null,null,null,null,null,null,null,null,null,null,null,null,null,null,null,null,null,null,null,null,null,null,9,72.37,72.37,123.41,46.06]
[null,null,null,null,null,null,null,null,null,null,null,null,"e",{"$f":"IF(J135=AY18,BA18,IF(J135=AY19,BA19,IF(J135=AY20,BA20,IF(J135=AY21,BA21,IF(J135=AY22,BA22,IF(J135=AY23,BA23,IF(J135=AY24,BA24,BA25)))))))","v":2.35},null,2.2400000000000002,1.2129300000000001,null,null,{"$f":"AJ6","v":10},"rho (iec 60287)=",3.5,"K.m/W",null,null,null,null,null,null,null,null,null,null,null,null,null,null,null,null,null,null,null,null,null,null,null,null,null,null,null,null,null,null,null,null,null,null,null,null,null,null,null,null,null,null,null,null,null,null,null,null,null,null,null,null,null,null,null,null,null,null,null,null,null,null,null,null,null,null,null,null,null,null,null,null,null,null,null,null,null,null,null,null,null,null,null,10,84.66,84.66,147.66999999999999,52.17]
["MIL W-22759",null,null,null,null,null,null,null,null,null,null,"inch","m",null,"source","55a0111 - 22759/32",null,null,null,null,"t1=ep isolant",null,null,null,null,null,null,null,null,null,null,"I max",{"$f":"\"I max \"&B10&\"°C\"","v":"I max 10°C"},"Échauffement",null,null,null,null,null,null,null,null,null,null,null,null,null,null,null,null,null,null,null,null,null,null,null,null,null,null,null,null,null,null,null,null,null,null,null,null,null,null,null,null,null,null,null,null,null,null,null,null,null,null,null,null,null,null,null,null,null,null,null,null,null,null,null,null,null,null,null,null,null,null,null,null,11,98.24,null,174.48,58.93]
[null,"Ohm/1000 ft",null,null,"Ohm/km",null,null,"Ohm/m",null,null,"diametre   stranded conductor",null,"diametre   stranded conductor",null,"diametre   stranded conductor",null,"finish wire","diametre   stranded conductor",null,"finish wire","dc=conducteur","22759/32 ETFE (source MIL-STQ-339)",null,null,null,null,null,null,null,null,null,null,null,null,null,null,null,null,null,null,null,null,null,null,null,null,null,null,null,"55A0111",null,null,null,null,null,null,null,null,null,null,null,null,null,null,null,null,null,null,null,null,null,null,null,null,null,null,null,null,null,null,null,null,null,null,null,null,null,null,null,null,null,null,null,null,null,null,null,null,null,null,null,null,null,null,null,null,12,113.11,null,203.85,66.33]
["AWG","Silver Coated","Nickel Coated","Tin Coated","Silver Coated","Nickel Coated","Tin Coated","Silver Coated","Nickel Coated","Tin Coated","silver coated","Nickel or tin coated","silver coated","Nickel or tin coated","min(inch)","max(inch)","inch","m","m","m","T1=(Rho/2*Pi)ln(1+2t1/dc)",null,"R'=R0[1+a20(Theta-20)]","h","hi/hg","hg","Ka","Teta max","T4=",{"$f":"\"teta \" &$B$10&\"°C\"","v":"teta 10°C"},{"$f":"\"T4 \"&$B$10&\"°C\"","v":"T4 10°C"},"-","-","-",null,null,null,null,null,null,null,null,null,null,null,null,null,null,null,null,"ΔT",5,10,20,30,40,50,60,70,80,90,100,110,120,130,140,150,160,170,180,190,"facteur ",null,null,null,null,null,null,null,null,null,null,null,null,null,null,null,null,null,null,null,null,null,null,null,null,null,null,null,null,null,null,null,null,null,null,13,129.28,null,235.77,74.37]
[30,100.7,110.7,108.4,{"$f":"B141*(1000/304.8)","v":330.38057742782155},{"$f":"C141*(1000/304.8)","v":363.18897637795277},{"$f":"D141*(1000/304.8)","v":355.6430446194226},{"$f":"B141*(1000/304.8)*(1/1000)","v":0.33038057742782156},{"$f":"C141*(1000/304.8)*(1/1000)","v":0.36318897637795278},{"$f":"D141*(1000/304.8)*(1/1000)","v":0.35564304461942259},1.2E-2,1.2999999999999999E-2,{"$f":"K141*0.0254","v":3.0479999999999998E-4},{"$f":"L141*0.0254","v":3.3019999999999995E-4},1.0999999999999999E-2,1.2999999999999999E-2,2.4E-2,{"$f":"O141*0.0254","v":2.7939999999999996E-4},{"$f":"P141*0.0254","v":3.3019999999999995E-4},{"$f":"Q141*0.0254","v":6.0959999999999996E-4},{"$f":"($V$137/(3.1415*2))*LN(1+(T141-N141)/(N141))","v":0.34153519896584927},null,{"$f":"J141*(1+(3.93*10^-3)*($T$136-20))","v":0.53734107611548554},{"$f":"($N$135/(T141)^$N$136)+$N$137","v":14.095608438276063},{"$f":"IF($J$136=$AY$29,$BB$29,IF($J$136=$AY$30,$BB$30,IF($J$136=$AY$31,$BB$31,IF($J$136=$AY$32,$BB$32,IF($J$136=$AY$33,$BB$33,IF($J$136=$AY$34,$BB$34,IF($J$136=$AY$35,$BB$35,IF($J$136=$AY$36,$BB$36,$BB$37))))))))","v":1},{"$f":"X141/Y141","v":14.095608438276063},{"$f":"(3.1415*T141*Z141*U141)/1","v":9.2193715644108346E-3},{"$f":"BF82","v":3.4132497515590137},{"$f":"1/(3.1415*T141*Z141*AB141)","v":10.85340685272323},{"$f":"BF108","v":1.7710934948917509},{"$f":"1/(3.1415*T141*Z141*AD141)","v":20.916675686785624},{"$f":"(($T$136-$T$137)/(W141*U141+W141*AC141))^(1/2)","v":4.8242307495774162},{"$f":"($B$10/(W141*U141+W141*AE141))^(1/2)","v":0.93564612678714398},{"$f":"$BT$144*$B$9^$BU$144","v":868.46780991192099},null,null,null,null,null,null,null,null,null,null,null,null,null,null,null,"facteur correctif",0.8,2,2,2,2,2,2,2,2,2,2,2,2,2,2,2,2,2,2,2,2,"a","b","a*x^b",null,null,null,null,null,null,null,null,null,null,null,null,null,null,null,null,null,null,null,null,null,null,null,null,null,null,null,null,null,null,null,null,14,146.74,null,270.24,83.06]
[28,63.8,67.900000000000006,68.599999999999994,209.31758530183725,222.7690288713911,225.06561679790025,0.20931758530183725,0.22276902887139111,0.22506561679790024,1.4999999999999999E-2,1.6E-2,{"$f":"K142*0.0254","v":3.8099999999999999E-4},4.0640000000000001E-4,1.4E-2,1.6E-2,2.7E-2,{"$f":"O142*0.0254","v":3.5559999999999997E-4},{"$f":"P142*0.0254","v":4.0640000000000001E-4},{"$f":"Q142*0.0254","v":6.8579999999999997E-4},{"$f":"($V$137/(3.1415*2))*LN(1+(T142-N142)/(N142))","v":0.29147994639120123},null,{"$f":"J142*(1+(3.93*10^-3)*($T$136-20))","v":0.34005164041994745},{"$f":"($N$135/(T142)^$N$136)+$N$137","v":13.423865834489249},1,{"$f":"X142/Y142","v":13.423865834489249},{"$f":"(3.1415*T142*Z142*U142)/1","v":8.4298690579810032E-3},3.4154672117172811,{"$f":"1/(3.1415*T142*Z142*AB142)","v":10.123664211448052},1.7717009599992912,{"$f":"1/(3.1415*T142*Z142*AD142)","v":19.516297590452474},{"$f":"(($T$136-$T$137)/(W142*U142+W142*AC142))^(1/2)","v":6.2872240636825927},1.2184555430348347,{"$f":"$BT$149*$B$9^$BU$149","v":566.73757314825514},null,null,null,null,null,null,null,null,null,null,null,null,null,null,null,30,"teta",{"$f":"($AZ$140/(1+$AA$141*AZ141))^(1/4)","v":1.488534048288823},{"$f":"($BA$140/(1+$AA$141*BA141))^(1/4)","v":1.7701752811488722},{"$f":"($BB$140/(1+$AA$141*BB141))^(1/4)","v":2.1051050391441812},{"$f":"($BC$140/(1+$AA$141*BC141))^(1/4)","v":2.3296816858909031},{"$f":"($BD$140/(1+$AA$141*BD141))^(1/4)","v":2.5034058903783416},{"$f":"($BE$140/(1+$AA$141*BE141))^(1/4)","v":2.6470294492138975},{"$f":"($BF$140/(1+$AA$141*BF141))^(1/4)","v":2.7704740365529963},{"$f":"($BG$140/(1+$AA$141*BG141))^(1/4)","v":2.8793256224135435},{"$f":"($BH$140/(1+$AA$141*BH141))^(1/4)","v":2.9770680965776459},{"$f":"($BI$140/(1+$AA$141*BI141))^(1/4)","v":3.0660335252523687},{"$f":"($BJ$140/(1+$AA$141*BJ141))^(1/4)","v":3.147866254626901},{"$f":"($BK$140/(1+$AA$141*BK141))^(1/4)","v":3.2237729227703906},{"$f":"($BL$140/(1+$AA$141*BL141))^(1/4)","v":3.2946674361991319},{"$f":"($BM$140/(1+$AA$141*BM141))^(1/4)","v":3.3612600210601973},{"$f":"($BN$140/(1+$AA$141*BN141))^(1/4)","v":3.4241145165838245},{"$f":"($BO$140/(1+$AA$141*BO141))^(1/4)","v":3.4836866696303601},{"$f":"($BP$140/(1+$AA$141*BP141))^(1/4)","v":3.5403505622977445},{"$f":"($BQ$140/(1+$AA$141*BQ141))^(1/4)","v":3.5944173531602859},{"$f":"($BR$140/(1+$AA$141*BR141))^(1/4)","v":3.6461488830669921},{"$f":"(BS140/(1+$AA$141*BS141))^(1/4)","v":3.6957677565430109},null,null,null,null,null,null,null,null,null,null,null,null,null,null,null,null,null,null,null,null,null,null,null,null,null,null,null,null,null,null,null,null,null,null,null,15,165.49,null,307.26,92.39]
[26,38.4,42.2,41.3,125.98425196850394,138.45144356955382,135.498687664042,0.12598425196850394,0.13845144356955383,0.13549868766404199,0.02,2.1000000000000001E-2,5.0799999999999999E-4,5.3340000000000006E-4,1.7999999999999999E-2,0.02,3.2000000000000001E-2,4.5719999999999995E-4,5.0799999999999999E-4,8.1280000000000002E-4,0.23464063787475123,null,0.20472496719160105,12.521995290451935,1,12.521995290451935,7.5023535361260912E-3,3.4180851814607256,9.1500364349512306,1.7724164787935555,17.645742026400669,8.5362857819896867,1.6528224013666515,{"$f":"$BT$154*$B$9^$BU$154","v":346.39490966285769},null,null,null,null,null,null,null,null,null,null,null,null,null,null,null,null,null,{"$f":"($AZ$140/(1+$AA$141*AZ142))^(1/4)","v":1.4902620382490708},{"$f":"($BA$140/(1+$AA$141*BA142))^(1/4)","v":1.7710971829249025},{"$f":"($BB$140/(1+$AA$141*BB142))^(1/4)","v":2.1046046065675026},{"$f":"($BC$140/(1+$AA$141*BC142))^(1/4)","v":2.3279467285410957},{"$f":"(BD140/(1+$AA$141*BD142))^(1/4)","v":2.5005619433973072},{"$f":"($BE$140/(1+$AA$141*BE142))^(1/4)","v":2.6431675276400117},{"$f":"($BF$140/(1+$AA$141*BF142))^(1/4)","v":2.765664191414364},{"$f":"($BG$140/(1+$AA$141*BG142))^(1/4)","v":2.8736240613197297},{"$f":"($BH$140/(1+$AA$141*BH142))^(1/4)","v":2.970521305853643},{"$f":"($BI$140/(1+$AA$141*BI142))^(1/4)","v":3.0586808434469517},{"$f":"($BJ$140/(1+$AA$141*BJ142))^(1/4)","v":3.1397415750516626},{"$f":"($BK$140/(1+$AA$141*BK142))^(1/4)","v":3.2149058721961463},{"$f":"($BL$140/(1+$AA$141*BL142))^(1/4)","v":3.285084221195544},{"$f":"($BM$140/(1+$AA$141*BM142))^(1/4)","v":3.3509840541253388},{"$f":"($BN$140/(1+$AA$141*BN142))^(1/4)","v":3.4131668910478461},{"$f":"($BO$140/(1+$AA$141*BO142))^(1/4)","v":3.4720865275367121},{"$f":"($BP$140/(1+$AA$141*BP142))^(1/4)","v":3.528115384581076},{"$f":"($BQ$140/(1+$AA$141*BQ142))^(1/4)","v":3.5815631921503761},{"$f":"($BR$140/(1+$AA$141*BR142))^(1/4)","v":3.6326905513557577},{"$f":"(BS140/(1+$AA$141*BS142))^(1/4)","v":3.6817189822740208},null,null,null,null,null,null,null,null,null,null,null,null,null,null,null,null,null,null,null,null,null,null,null,null,null,null,null,null,null,null,null,null,null,null,null,16,185.54,null,null,102.36]
[24,24.3,25.9,26.2,79.724409448818903,84.973753280839887,85.958005249343827,7.9724409448818909E-2,8.4973753280839892E-2,8.5958005249343827E-2,2.5000000000000001E-2,2.5999999999999999E-2,6.3500000000000004E-4,6.603999999999999E-4,2.3E-2,2.5000000000000001E-2,3.6999999999999998E-2,5.842E-4,6.3500000000000004E-4,9.3979999999999997E-4,0.19654222683106778,null,0.12987395013123357,11.809763470626303,1,11.809763470626303,6.8528239769131425E-3,3.4199268738218676,8.3862822661415599,1.7729187529225028,16.176980499617368,11.206961422429167,2.1685423679340081,{"$f":"$BT$159*$B$9^$BU$159","v":242.60657825829827},null,null,null,null,null,null,null,null,null,null,null,null,null,null,null,null,"T4",{"$f":"1/(3.1415*$T$141*$X$141*AZ143)","v":24.858304977795449},{"$f":"1/(3.1415*$T$141*$X$141*BA143)","v":20.916632131076714},{"$f":"1/(3.1415*$T$141*$X$141*BB143)","v":17.602065550947128},{"$f":"1/(3.1415*$T$141*$X$141*BC143)","v":15.913331602240957},14.814825260155706,14.015527905907252,13.394752825968148,12.891522152209827,12.471005735803224,12.111557282282028,11.798865402805294,11.523008671579007,{"$f":"1/(3.1415*$T$141*$X$141*BL143)","v":11.276845812538864},11.0550774474801,10.853670337887724,10.669488778526636,10.500050084962057,10.343357426951989,10.197782530582117,10.061981487991055,{"$f":"EXP(INDEX(LINEST(LN(AZ140:BS140),LN(AZ145:BS145)),1,2))","v":11.125706652626802},{"$f":"INDEX(LINEST(LN(AZ140:BS140),LN(AZ145:BS145),,),1)","v":1.60908101845518},null,null,null,null,null,null,null,null,null,null,null,null,null,null,null,null,null,null,null,null,null,null,null,null,null,null,null,null,null,null,null,null,null,17,206.88,null,null,112.98]
[22,15.1,16,16.2,49.540682414698161,52.493438320209975,53.1496062992126,4.954068241469816E-2,5.2493438320209973E-2,5.3149606299212601E-2,3.2000000000000001E-2,3.3000000000000002E-2,8.1280000000000002E-4,8.3819999999999999E-4,2.9000000000000001E-2,3.1E-2,4.2999999999999997E-2,7.3660000000000002E-4,7.8739999999999995E-4,1.0921999999999998E-3,0.14744929807333867,null,8.0303740157480319E-2,11.124995689453979,1,11.124995689453979,5.6283590821395724E-3,3.423417667526726,7.652459234334593,1.7738683297630793,14.768606949732327,14.950350564671709,2.8893829602437431,{"$f":"$BT$164*$B$9^$BU$164","v":164.20081854819745},null,null,null,null,null,null,null,null,null,null,null,null,null,null,null,null,"i max",{"$f":"(AZ140/($W$141*$U$141+$W$141*AZ144))^(1/2)","v":0.60766061467566967},{"$f":"(BA140/($W$141*$U$141+$W$141*BA144))^(1/2)","v":0.93564708530602358},{"$f":"(BB140/($W$141*$U$141+$W$141*BB144))^(1/2)","v":1.4402410288173584},1.8532922065825841,2.2161926621532633,2.5458169703836884,2.8511227173946763,3.1375734567066691,3.4088064281638011,3.6673944860188836,3.915240737933475,4.1538020750352809,4.3842246080923415,4.6074301724962172,{"$f":"(BN140/($W$141*$U$141+$W$141*BN144))^(1/2)","v":4.824173978814807},5.0350844026011288,5.2406912654874764,5.4414464453289986,5.6377392233674399,5.8299079290308811,null,null,null,null,null,null,null,null,null,null,null,null,null,null,null,null,null,null,null,null,null,null,null,null,null,null,null,null,null,null,null,null,null,null,null,18,229.51,null,null,124.24]
[20,9.19,9.77,9.8800000000000008,30.150918635170601,32.053805774278217,32.414698162729664,3.0150918635170602E-2,3.2053805774278216E-2,3.2414698162729662E-2,0.04,4.1000000000000002E-2,1.016E-3,1.0414000000000001E-3,3.6999999999999998E-2,3.9E-2,0.05,9.3979999999999997E-4,9.905999999999999E-4,1.2700000000000001E-3,0.11054882787417375,null,4.897536745406824E-2,10.487596232361547,1,10.487596232361547,4.6256299476297698E-3,3.4262949321443568,6.9752296741025805,1.7746486038918383,13.467000751872353,20.085441391428034,3.8779343249025828,{"$f":"$BT$169*$B$9^$BU$169","v":87.623266858062536},null,null,null,null,null,null,null,null,null,null,null,null,null,null,null,null,"imax corriger",{"$f":"AZ145*$AY$141","v":0.48612849174053574},{"$f":"BA145*$AY$141","v":0.74851766824481891},1.1521928230538867,1.4826337652660673,1.7729541297226108,2.0366535763069509,2.280898173915741,2.5100587653653355,2.7270451425310411,2.9339155888151072,3.1321925903467802,3.3230416600282249,3.5073796864738735,3.685944137996974,3.859339183051846,4.028067522080903,4.1925530123899817,4.3531571562631992,4.5101913786939525,4.6639263432247047,null,null,null,null,null,null,null,null,null,null,null,null,null,null,null,null,null,null,null,null,null,null,null,null,null,null,null,null,null,null,null,null,null,null,null,19,253.43,null,null,136.15]
[18,5.79,6.1,6.23,18.996062992125985,20.013123359580053,20.439632545931762,1.8996062992125987E-2,2.0013123359580054E-2,2.0439632545931761E-2,0.05,5.0999999999999997E-2,1.2700000000000001E-3,1.2953999999999999E-3,4.5999999999999999E-2,4.9000000000000002E-2,0.06,1.1684E-3,1.2446E-3,1.524E-3,9.0532588451728818E-2,null,3.0882240813648296E-2,9.7785750338891191,1,9.7785750338891191,4.2384058585723805E-3,3.4274105761684366,6.2321265539081789,1.77495056549828,12.034169783702488,26.776865092971562,5.1678518391481063,{"$f":"$BT$174*$B$9^$BU$174","v":55.250675992204073},null,null,null,null,null,null,null,null,null,null,null,null,null,null,null,28,"teta",{"$f":"($AZ$140/(1+$AA$142*AZ141))^(1/4)","v":1.4891115702451658},{"$f":"($BA$140/(1+$AA$142*BA141))^(1/4)","v":1.7708620743684256},{"$f":"($BB$140/(1+$AA$142*BB141))^(1/4)","v":2.1059217785274096},{"$f":"($BC$140/(1+$AA$142*BC141))^(1/4)","v":2.3305855565994289},{"$f":"($BD$140/(1+$AA$142*BD141))^(1/4)","v":2.5043771626639799},{"$f":"($BE$140/(1+$AA$142*BE141))^(1/4)","v":2.6480564446177075},{"$f":"($BF$140/(1+$AA$142*BF141))^(1/4)","v":2.7715489260306176},{"$f":"($BG$140/(1+$AA$142*BG141))^(1/4)","v":2.8804427441672025},{"$f":"($BH$140/(1+$AA$142*BH141))^(1/4)","v":2.9782231404903321},{"$f":"($BI$140/(1+$AA$142*BI141))^(1/4)","v":3.0672230860029286},{"$f":"($BJ$140/(1+$AA$142*BJ141))^(1/4)","v":3.1490875648681871},{"$f":"($BK$140/(1+$AA$142*BK141))^(1/4)","v":3.2250236833071111},{"$f":"($BL$140/(1+$AA$142*BL141))^(1/4)","v":3.2959457024137606},{"$f":"($BM$140/(1+$AA$142*BM141))^(1/4)","v":3.3625641238889981},{"$f":"($BN$140/(1+$AA$142*BN141))^(1/4)","v":3.4254430057215997},{"$f":"($BO$140/(1+$AA$142*BO141))^(1/4)","v":3.4850382715927357},{"$f":"($BP$140/(1+$AA$142*BP141))^(1/4)","v":3.5417241487368516},{"$f":"($BQ$140/(1+$AA$142*BQ141))^(1/4)","v":3.5958119164516642},{"$f":"($BR$140/(1+$AA$142*BR141))^(1/4)","v":3.6475635171752856},{"$f":"(BS140/(1+$AA$142*BS141))^(1/4)","v":3.6972016417990456},null,null,null,null,null,null,null,null,null,null,null,null,null,null,null,null,null,null,null,null,null,null,null,null,null,null,null,null,null,null,null,null,null,null,null,20,278.64999999999998,null,null,148.69999999999999]
[16,4.5199999999999996,4.76,4.8099999999999996,14.829396325459317,15.616797900262467,15.780839895013122,1.4829396325459317E-2,1.5616797900262467E-2,1.5780839895013121E-2,5.7000000000000002E-2,5.8000000000000003E-2,1.4478E-3,1.4732E-3,5.1999999999999998E-2,5.5E-2,6.8000000000000005E-2,1.3207999999999998E-3,1.397E-3,1.7272000000000001E-3,8.8608376763314678E-2,null,2.3843270997375321E-2,9.3279312015550797,1,9.3279312015550797,4.4847662106413848E-3,3.4267004859017991,5.7657900744019601,1.7747584094298894,11.132577563561323,31.669409212993408,6.1136096112415901,{"$f":"$BT$179*$B$9^$BU$179","v":42.202523246896348},null,null,null,null,null,null,null,null,null,null,null,null,null,null,null,null,null,{"$f":"($AZ$140/(1+$AA$142*AZ147))^(1/4)","v":1.4906924718321122},{"$f":"($BA$140/(1+$AA$142*BA147))^(1/4)","v":1.7717040461532412},{"$f":"(BB140/(1+$AA$142*BB147))^(1/4)","v":2.1054597284681305},2.3289914927500206,2.501766071422761,2.6445116995505669,2.7671347007480676,2.8752105330017637,2.9722155335668594,3.0604761261809634,3.1416323070697012,3.2168872741016634,3.2871521552163303,3.353134892473602,3.4153974192277308,3.4743938715080471,3.5304969547084397,3.5840166392705388,3.6352137317905653,3.6843099295755284,null,null,null,null,null,null,null,null,null,null,null,null,null,null,null,null,null,null,null,null,null,null,null,null,null,null,null,null,null,null,null,null,null,null,null,21,305.17,null,null,161.88999999999999]
[14,2.88,3,3.06,9.4488188976377945,9.8425196850393704,10.039370078740157,9.4488188976377951E-3,9.8425196850393699E-3,1.0039370078740157E-2,7.1999999999999995E-2,7.2999999999999995E-2,1.8287999999999998E-3,1.8541999999999999E-3,6.5000000000000002E-2,6.9000000000000006E-2,8.5000000000000006E-2,1.6509999999999999E-3,1.7526E-3,2.1589999999999999E-3,8.4779779356475973E-2,null,1.5168484251968503E-2,{"$f":"($N$135/(T149)^$N$136)+$N$137","v":8.59125140359758},1,8.59125140359758,4.9401304395540425E-3,3.4253906769161371,5.0100695452992108,1.7744036169680741,9.6716695948203544,42.562512126387077,8.2202118417297889,{"$f":"$BT$184*$B$9^$BU$184","v":26.250334582930705},null,null,null,null,null,null,null,null,null,null,null,null,null,null,null,null,"T4",{"$f":"1/(3.1415*$T$142*$X$142*AZ148)","v":23.195289323585385},{"$f":"1/(3.1415*$T$142*$X$142*BA148)","v":19.516263594763956},{"$f":"1/(3.1415*$T$142*$X$142*BB148)","v":16.422562117487626},14.846358728347569,13.821053683477468,13.075019929960169,12.495612579788379,12.025916982342695,11.633423884014801,11.297929391066253,11.006075758396944,10.748602680301367,10.518844745828613,10.311855706803694,10.123871085097575,9.9519641282433149,9.793817590048592,9.6475677031661391,9.5116946974133452,{"$f":"1/(3.1415*$T$142*$X$142*BS148)","v":9.384944219559765},{"$f":"EXP(INDEX(LINEST(LN(AZ140:BS140),LN(AZ150:BS150)),1,2))","v":7.2752285682754163},{"$f":"INDEX(LINEST(LN(AZ140:BS140),LN(AZ150:BS150),,),1)","v":1.6083236307720576},null,null,null,null,null,null,null,null,null,null,null,null,null,null,null,null,null,null,null,null,null,null,null,null,null,null,null,null,null,null,null,null,null,22,null,null,null,175.72]
[12,1.9,1.98,2.02,{"$f":"B150*(1000/304.8)","v":6.2335958005249346},{"$f":"C150*(1000/304.8)","v":6.4960629921259843},{"$f":"D150*(1000/304.8)","v":6.6272965879265096},{"$f":"B150*(1000/304.8)*(1/1000)","v":6.2335958005249343E-3},{"$f":"C150*(1000/304.8)*(1/1000)","v":6.4960629921259842E-3},{"$f":"D150*(1000/304.8)*(1/1000)","v":6.62729658792651E-3},8.8999999999999996E-2,0.09,{"$f":"K150*0.0254","v":2.2605999999999998E-3},{"$f":"L150*0.0254","v":2.2859999999999998E-3},8.4000000000000005E-2,8.8999999999999996E-2,0.10299999999999999,{"$f":"O150*0.0254","v":2.1336000000000003E-3},2.2605999999999998E-3,2.6161999999999999E-3,7.5157983868820291E-2,null,1.0013182414698164E-2,{"$f":"($N$135/(T150)^$N$136)+$N$137","v":8.0197319520613721},1,8.0197319520613721,4.9538514547004591E-3,3.4253512640064927,4.429217707243609,1.7743929340681492,8.5503194815383203,55.713526751050381,10.760250046309631,{"$f":"$BT$189*$B$9^$BU$189","v":17.039503878227773},null,null,null,null,null,null,null,null,null,null,null,null,null,null,null,null,"i max",{"$f":"(AZ140/($W$142*$U$142+$W$142*AZ149))^(1/2)","v":0.79122668220064452},{"$f":"(BA140/($W$142*$U$142+$W$142*BA149))^(1/2)","v":1.2184565886415},{"$f":"(BB140/($W$142*$U$142+$W$142*BB149))^(1/2)","v":1.8758660147130162},2.4141055469395889,2.887055040619444,3.3166810979330368,3.7146447319231504,4.0880586183233918,4.4416579810350258,4.7787924227188014,5.1019396509840256,5.412996466278166,5.7134550732311871,6.0045156947519125,6.2871616237589594,6.5622110237251476,6.8303537469662139,7.0921781666413866,7.3481911571714509,{"$f":"(BS140/($W$142*$U$142+$W$142*BS149))^(1/2)","v":7.5988332547087314},null,null,null,null,null,null,null,null,null,null,null,null,null,null,null,null,null,null,null,null,null,null,null,null,null,null,null,null,null,null,null,null,null,null,null,23,null,null,null,190.2]
[10,1.19,1.24,1.26,3.9041994750656168,4.0682414698162734,4.1338582677165352,3.9041994750656167E-3,4.0682414698162738E-3,4.1338582677165354E-3,0.112,0.114,2.8447999999999998E-3,2.8955999999999999E-3,0.106,0.113,0.128,2.6923999999999997E-3,2.8701999999999998E-3,3.2512000000000001E-3,6.4525124039141554E-2,null,6.2458464566929129E-3,{"$f":"($N$135/(T151)^$N$136)+$N$137","v":7.4359976452259673},1,7.4359976452259673,4.9005953315583457E-3,3.4255042571798855,3.8437531985731206,1.7744344007031325,7.4202759707789649,75.731336991475985,14.625617671865401,{"$f":"$BT$193*$B$9^$BU$193","v":10.411929612716301},null,null,null,null,null,null,null,null,null,null,null,null,null,null,null,null,"imax corriger",{"$f":"AZ150*$AY$141","v":0.63298134576051568},{"$f":"BA150*$AY$141","v":0.97476527091319998},1.500692811770413,1.9312844375516711,2.3096440324955552,2.6533448783464295,2.9717157855385206,3.2704468946587135,3.5533263848280208,3.8230339381750413,4.0815517207872203,4.3303971730225328,4.5707640585849498,4.8036125558015303,5.029729299007168,5.2497688189801188,5.4642829975729716,5.67374253331311,5.8785529257371607,6.0790666037669858,null,null,null,null,null,null,null,null,null,null,null,null,null,null,null,null,null,null,null,null,null,null,null,null,null,null,null,null,null,null,null,null,null,null,null,24,null,null,null,205.32]
[8,0.65800000000000003,0.69399999999999995,0.70099999999999996,2.1587926509186355,2.2769028871391077,2.2998687664041992,2.1587926509186355E-3,2.2769028871391078E-3,2.2998687664041993E-3,0.16900000000000001,0.17299999999999999,4.2925999999999997E-3,4.3941999999999991E-3,0.158,0.17299999999999999,0.188,4.0131999999999998E-3,4.3941999999999991E-3,4.7751999999999994E-3,4.6319638574342875E-2,null,3.4748717191601043E-3,{"$f":"($N$135/(T152)^$N$136)+$N$137","v":6.5466448237666057},1,6.5466448237666057,4.5489647515690283E-3,3.4265156135268962,2.9716651781873904,1.7747083597496975,5.737538269481866,115.54099529244999,22.306005461305279,{"$f":"$BT$197*$B$9^$BU$197","v":5.2899106684105677},null,null,null,null,null,null,null,null,null,null,null,null,null,null,null,26,"teta",{"$f":"($AZ$140/(1+$AA$143*AZ141))^(1/4)","v":1.4897914826147765},{"$f":"($BA$140/(1+$AA$143*BA141))^(1/4)","v":1.7716706309959449},{"$f":"($BB$140/(1+$AA$143*BB141))^(1/4)","v":2.1068833198217383},{"$f":"($BC$140/(1+$AA$143*BC141))^(1/4)","v":2.3316496769649078},{"$f":"($BD$140/(1+$AA$143*BD141))^(1/4)","v":2.505520634412564},{"$f":"($BE$140/(1+$AA$143*BE141))^(1/4)","v":2.6492655187852172},{"$f":"($BF$140/(1+$AA$143*BF141))^(1/4)","v":2.7728143855404643},{"$f":"($BG$140/(1+$AA$143*BG141))^(1/4)","v":2.8817579234263304},{"$f":"($BH$140/(1+$AA$143*BH141))^(1/4)","v":2.9795829652295529},{"$f":"($BI$140/(1+$AA$143*BI141))^(1/4)","v":3.0686235471625887},{"$f":"($BJ$140/(1+$AA$143*BJ141))^(1/4)","v":3.1505254044707547},{"$f":"($BK$140/(1+$AA$143*BK141))^(1/4)","v":3.226496194526808},{"$f":"($BL$140/(1+$AA$143*BL141))^(1/4)","v":3.2974505958666183},{"$f":"($BM$140/(1+$AA$143*BM141))^(1/4)","v":3.3640994345985002},{"$f":"($BN$140/(1+$AA$143*BN141))^(1/4)","v":3.4270070262540586},{"$f":"($BO$140/(1+$AA$143*BO141))^(1/4)","v":3.4866295026843273},{"$f":"($BP$140/(1+$AA$143*BP141))^(1/4)","v":3.5433412619918898},{"$f":"($BQ$140/(1+$AA$143*BQ141))^(1/4)","v":3.5974537256012535},{"$f":"($BR$140/(1+$AA$143*BR141))^(1/4)","v":3.6492289555506385},{"$f":"(BS140/(1+$AA$143*BS141))^(1/4)","v":3.6988897444096449},null,null,null,null,null,null,null,null,null,null,null,null,null,null,null,null,null,null,null,null,null,null,null,null,null,null,null,null,null,null,null,null,null,null,null,25,null,null,null,221.09]
[6,0.41799999999999998,0.436,0.44500000000000001,1.3713910761154855,1.4304461942257218,1.4599737532808399,1.3713910761154855E-3,1.4304461942257218E-3,1.4599737532808399E-3,0.21299999999999999,0.217,5.4101999999999996E-3,5.5117999999999999E-3,null,null,null,null,null,null,null,null,null,null,null,null,null,null,null,null,null,"-","-","-",null,null,null,null,null,null,null,null,null,null,null,null,null,null,null,null,null,{"$f":"($AZ$140/(1+$AA$143*AZ152))^(1/4)","v":1.4911993702307105},{"$f":"($BA$140/(1+$AA$143*BA152))^(1/4)","v":1.7724189257043723},{"$f":"($BB$140/(1+$AA$143*BB152))^(1/4)","v":2.1064674039127369},{"$f":"($BC$140/(1+$AA$143*BC152))^(1/4)","v":2.3302229276151696},{"$f":"($BD$140/(1+$AA$143*BD152))^(1/4)","v":2.5031855973287551},{"$f":"($BE$140/(1+$AA$143*BE152))^(1/4)","v":2.6460965539814221},{"$f":"($BF$140/(1+$AA$143*BF152))^(1/4)","v":2.7688687329335417},{"$f":"($BG$140/(1+$AA$143*BG152))^(1/4)","v":2.8770815163771486},{"$f":"($BH$140/(1+$AA$143*BH152))^(1/4)","v":2.9742137964654924},{"$f":"($BI$140/(1+$AA$143*BI152))^(1/4)","v":3.0625937703873745},{"$f":"($BJ$140/(1+$AA$143*BJ152))^(1/4)","v":3.1438627248308193},{"$f":"($BK$140/(1+$AA$143*BK152))^(1/4)","v":3.2192248313250591},{"$f":"($BL$140/(1+$AA$143*BL152))^(1/4)","v":3.2895919738647899},{"$f":"($BM$140/(1+$AA$143*BM152))^(1/4)","v":3.3556726954786216},{"$f":"($BN$140/(1+$AA$143*BN152))^(1/4)","v":3.418029416569885},{"$f":"($BO$140/(1+$AA$143*BO152))^(1/4)","v":3.4771166744003126},{"$f":"($BP$140/(1+$AA$143*BP152))^(1/4)","v":3.5333075095535915},{"$f":"($BQ$140/(1+$AA$143*BQ152))^(1/4)","v":3.5869121758952063},{"$f":"($BR$140/(1+$AA$143*BR152))^(1/4)","v":3.6381917222182896},{"$f":"($BS$140/(1+$AA$143*BS152))^(1/4)","v":3.6873680547316017},null,null,null,null,null,null,null,null,null,null,null,null,null,null,null,null,null,null,null,null,null,null,null,null,null,null,null,null,null,null,null,null,null,null,null,26,null,null,null,237.5]
[4,0.26400000000000001,0.27500000000000002,0.28000000000000003,0.86614173228346458,0.90223097112860906,0.91863517060367461,8.6614173228346462E-4,9.0223097112860913E-4,9.1863517060367464E-4,0.26800000000000002,0.27400000000000002,6.8072000000000002E-3,6.9596000000000007E-3,null,null,null,null,null,null,null,null,null,null,null,null,null,null,null,null,null,"-","-","-",null,null,null,null,null,null,null,null,null,null,null,null,null,null,null,null,"T4",{"$f":"1/(3.1415*$T$143*$X$143*AZ153)","v":20.97345571121971},{"$f":"1/(3.1415*$T$143*$X$143*BA153)","v":17.645717665592731},14.847418901445371,13.421721835061104,12.49432082922973,11.819524839739508,11.295444806080377,10.870600561750889,10.515587004975888,10.212129421322702,9.9481455411878912,9.7152592896903194,9.5074417121064005,9.3202188611162136,9.1501857171020831,8.9946949949634742,8.8516507163804672,8.7193670807752355,8.5964694375872721,8.4818232093755661,{"$f":"EXP(INDEX(LINEST(LN(AZ140:BS140),LN(AZ155:BS155)),1,2))","v":4.4574672783339349},{"$f":"INDEX(LINEST(LN(AZ140:BS140),LN(AZ155:BS155),,),1)","v":1.6074291200077995},null,null,null,null,null,null,null,null,null,null,null,null,null,null,null,null,null,null,null,null,null,null,null,null,null,null,null,null,null,null,null,null,null,27,null,null,null,255.54]
[2,0.17,0.17699999999999999,0.18099999999999999,0.55774278215223105,0.5807086614173228,0.59383202099737531,5.5774278215223107E-4,5.807086614173228E-4,5.9383202099737536E-4,0.34,0.34,8.6359999999999996E-3,8.6359999999999996E-3,null,null,null,null,null,null,null,null,null,null,null,null,null,null,null,null,null,"-","-","-",null,null,null,null,null,null,null,null,null,null,null,null,null,null,null,null,"i max",{"$f":"(AZ140/($W$143*$U$143+$W$143*AZ154))^(1/2)","v":1.0731211470299904},{"$f":"(BA140/($W$143*$U$143+$W$143*BA154))^(1/2)","v":1.6528235272969789},{"$f":"(BB140/($W$143*$U$143+$W$143*BB154))^(1/2)","v":2.5450672781563863},3.2757270312953919,3.9178527083819614,4.501228111726709,5.0416646776681642,5.5488069714622288,6.0290759939517695,6.4870139488826748,6.9259807906748767,7.3485487749351392,7.7567415232643029,8.1521867219104038,8.5362178894085545,8.9099446173761994,9.2743024962440224,9.6300894999983679,9.9779930803580363,{"$f":"(BS140/($W$143*$U$143+$W$143*BS154))^(1/2)","v":10.318610725156967},null,null,null,null,null,null,null,null,null,null,null,null,null,null,null,null,null,null,null,null,null,null,null,null,null,null,null,null,null,null,null,null,null,null,null,28,null,null,null,272.25]
[1,0.13900000000000001,0.14399999999999999,0.14899999999999999,0.45603674540682421,0.47244094488188976,0.48884514435695536,4.5603674540682421E-4,4.7244094488188977E-4,4.8884514435695533E-4,0.38,0.38,9.6519999999999991E-3,9.6519999999999991E-3,null,null,null,null,null,null,null,null,null,null,{"$f":"W146/(3.14*T146*X146)*(1+AA146)^4","v":1.1928487776483918},null,null,null,null,null,null,"-","-","-",null,null,null,null,null,null,null,null,null,null,null,null,null,null,null,null,"imax corriger",{"$f":"$AY$141*AZ155","v":0.85849691762399238},{"$f":"$AY$141*BA155","v":1.3222588218375833},2.0360538225251092,2.6205816250363139,3.1342821667055691,3.6009824893813676,4.0333317421345312,4.4390455771697832,4.8232607951614161,5.18961115910614,5.5407846325399017,5.8788390199481118,6.2053932186114427,6.5217493775283231,6.828974311526844,7.1279556939009598,7.4194419969952179,7.7040715999986951,7.9823944642864291,8.2548885801255736,null,null,null,null,null,null,null,null,null,null,null,null,null,null,null,null,null,null,null,null,null,null,null,null,null,null,null,null,null,null,null,null,null,null,null,29,null,null,null,290.58999999999997]
["0",0.108,0.113,0.11600000000000001,0.3543307086614173,0.37073490813648297,0.38057742782152232,3.5433070866141729E-4,3.7073490813648296E-4,3.8057742782152235E-4,0.42499999999999999,0.42499999999999999,1.0794999999999999E-2,1.0794999999999999E-2,null,null,null,null,null,null,null,null,null,null,null,null,null,null,null,null,null,"-","-","-",null,null,null,null,null,null,null,null,null,null,null,null,null,null,null,24,"teta",{"$f":"($AZ$140/(1+$AA$144*AZ141))^(1/4)","v":1.4902685436497622},{"$f":"($BA$140/(1+$AA$144*BA141))^(1/4)","v":1.7722379553730405},{"$f":"($BB$140/(1+$AA$144*BB141))^(1/4)","v":2.1075579860074947},{"$f":"($BC$140/(1+$AA$144*BC141))^(1/4)","v":2.332396317834518},{"$f":"($BD$140/(1+$AA$144*BD141))^(1/4)","v":2.5063229522409181},{"$f":"($BE$140/(1+$AA$144*BE141))^(1/4)","v":2.6501138666010644},{"$f":"($BF$140/(1+$AA$144*BF141))^(1/4)","v":2.7737022961749567},{"$f":"($BG$140/(1+$AA$144*BG141))^(1/4)","v":2.8826807199609945},{"$f":"($BH$140/(1+$AA$144*BH141))^(1/4)","v":2.9805370872995249},{"$f":"($BI$140/(1+$AA$144*BI141))^(1/4)","v":3.0696061818080906},{"$f":"($BJ$140/(1+$AA$144*BJ141))^(1/4)","v":3.1515342657293575},{"$f":"($BK$140/(1+$AA$144*BK141))^(1/4)","v":3.2275293831521306},{"$f":"($BL$140/(1+$AA$144*BL141))^(1/4)","v":3.2985065055106428},{"$f":"($BM$140/(1+$AA$144*BM141))^(1/4)","v":3.365176686533951},{"$f":"($BN$140/(1+$AA$144*BN141))^(1/4)","v":3.4281044224587811},{"$f":"($BO$140/(1+$AA$144*BO141))^(1/4)","v":3.4877459911987083},{"$f":"($BP$140/(1+$AA$144*BP141))^(1/4)","v":3.5444759107460815},{"$f":"($BQ$140/(1+$AA$144*BQ141))^(1/4)","v":3.5986057022487761},{"$f":"($BR$140/(1+$AA$144*BR141))^(1/4)","v":3.6503975116625176},{"$f":"($BR$140/(1+$AA$144*BS141))^(1/4)","v":3.6503975116625176},null,null,null,null,null,null,null,null,null,null,null,null,null,null,null,null,null,null,null,null,null,null,null,null,null,null,null,null,null,null,null,null,null,null,null,30,null,null,null,309.57]
["00",8.5000000000000006E-2,8.8999999999999996E-2,9.0999999999999998E-2,0.27887139107611553,0.29199475065616798,0.29855643044619423,2.7887139107611554E-4,2.9199475065616799E-4,2.9855643044619426E-4,0.47499999999999998,0.47499999999999998,1.2064999999999999E-2,1.2064999999999999E-2,null,null,null,null,null,null,null,null,null,null,null,null,null,null,null,null,null,"-","-","-",null,null,null,null,null,null,null,null,null,null,null,null,null,null,null,null,null,{"$f":"($AZ$140/(1+$AA$144*AZ157))^(1/4)","v":1.4915551344127824},{"$f":"($BA$140/(1+$AA$144*BA157))^(1/4)","v":1.7729207959442472},{"$f":"($BB$140/(1+$AA$144*BB157))^(1/4)","v":2.1071750531670181},{"$f":"($BC$140/(1+$AA$144*BC157))^(1/4)","v":2.3310878985345953},{"$f":"($BD$140/(1+$AA$144*BD157))^(1/4)","v":2.5041828492153946},{"$f":"($BE$140/(1+$AA$144*BE157))^(1/4)","v":2.6472101043837752},{"$f":"($BF$140/(1+$AA$144*BF157))^(1/4)","v":2.7700872404918315},{"$f":"($BG$140/(1+$AA$144*BG157))^(1/4)","v":2.878396394557345},{"$f":"($BH$140/(1+$AA$144*BH157))^(1/4)","v":2.9756182524297041},{"$f":"($BI$140/(1+$AA$144*BI157))^(1/4)","v":3.0640822564531836},{"$f":"($BJ$140/(1+$AA$144*BJ157))^(1/4)","v":3.1454305994151563},{"$f":"($BK$140/(1+$AA$144*BK157))^(1/4)","v":3.2208681365390612},{"$f":"($BL$140/(1+$AA$144*BL157))^(1/4)","v":3.2913072827404233},{"$f":"($BM$140/(1+$AA$144*BM157))^(1/4)","v":3.357457003082895},{"$f":"($BN$140/(1+$AA$144*BN157))^(1/4)","v":3.4198800600189312},{"$f":"($BO$140/(1+$AA$144*BO157))^(1/4)","v":3.4790312726029544},{"$f":"($BP$140/(1+$AA$144*BP157))^(1/4)","v":3.5352839168376469},{"$f":"($BQ$140/(1+$AA$144*BQ157))^(1/4)","v":3.5889484456573149},{"$f":"($BR$140/(1+$AA$144*BR157))^(1/4)","v":3.6402860779732995},{"$f":"(BS140/(1+$AA$144*BS157))^(1/4)","v":3.6898251670539222}]
["000",6.8000000000000005E-2,7.0999999999999994E-2,7.0999999999999994E-2,0.2230971128608924,0.23293963254593175,0.23293963254593175,2.2309711286089241E-4,2.3293963254593174E-4,2.3293963254593174E-4,0.54,0.54,1.3716000000000001E-2,1.3716000000000001E-2,null,null,null,null,null,null,null,null,null,null,null,null,null,null,null,null,null,"-","-","-",null,null,null,null,null,null,null,null,null,null,null,null,null,null,null,null,"T4",{"$f":"1/(3.1415*$T$144*$X$144*AZ158)","v":19.228569854190891},{"$f":"1/(3.1415*$T$144*$X$144*BA158)","v":16.176961858106143},{"$f":"1/(3.1415*$T$143*$X$143*BB158)","v":14.842432716316699},13.416741585674863,12.489345160211339,11.81455295004359,11.290476159364395,10.86563477055156,10.510623774603758,10.207168519142657,9.9431867782896681,9.7103025092294821,9.5024867815112337,9.3152656666681199,9.1452341600422677,8.9897449886193854,8.8467021839957134,8.7144199538381528,8.5915236545213975,8.4761750305649315,{"$f":"EXP(INDEX(LINEST(LN(AZ140:BS140),LN(AZ160:BS160)),1,2))","v":2.9126038346714482},{"$f":"INDEX(LINEST(LN(AZ140:BS140),LN(AZ160:BS160),,),1)","v":1.6330545277016375}]
["0000",5.3999999999999999E-2,5.6000000000000001E-2,5.6000000000000001E-2,0.17716535433070865,0.18372703412073491,0.18372703412073491,1.7716535433070864E-4,1.8372703412073492E-4,1.8372703412073492E-4,0.60499999999999998,0.60499999999999998,1.5366999999999999E-2,1.5366999999999999E-2,null,null,null,null,null,null,null,null,null,null,null,null,null,null,null,null,null,"-","-","-",null,null,null,null,null,null,null,null,null,null,null,null,null,null,null,null,"i max",{"$f":"(AZ140/($W$144*$U$144+$W$144*AZ159))^(1/2)","v":1.4078040510617198},{"$f":"(BA140/($W$144*$U$144+$W$144*BA159))^(1/2)","v":2.1685436023947311},{"$f":"(BB140/($W$144*$U$144+$W$144*BB159))^(1/2)","v":3.1999622504646048},4.1192500248851225,4.9272947765634543,5.6615151402374559,6.3417766434516372,6.9801972221680124,7.5848448325447411,8.1614269034123126,8.7141654429896196,9.2462927432524218,9.7603517418433654,10.258387876902905,10.742076953030066,11.212813396799001,11.671772987964612,12.119958577217128,12.558234130732473,{"$f":"(BS140/($W$144*$U$144+$W$144*BS159))^(1/2)","v":12.987877433559103},null,null,null,null,null,null,null,null,null,null,null,null,null,null,null,null,null,null,null,null,null,null,null,null,null,null,null,null,null,null,null,null,null,null,null,"expérimentale awg 20",null,"expérimentale awg 28",null,"expérimentale awg 24",null,"expérimentale awg 30"]
[null,null,null,null,null,null,null,null,null,null,null,null,null,null,null,null,null,null,null,null,null,null,null,null,null,null,null,null,null,null,null,"-","-","-",null,null,null,null,null,null,null,null,null,null,null,null,null,null,null,null,"imax corriger",{"$f":"$AY$141*AZ160","v":1.1262432408493759},{"$f":"$AY$141*BA160","v":1.7348348819157851},2.5599698003716842,3.2954000199080982,3.9418358212507636,4.5292121121899651,5.0734213147613101,5.5841577777344105,6.0678758660357932,6.5291415227298506,6.9713323543916959,7.3970341946019378,7.8082813934746929,8.2067103015223246,8.5936615624240531,8.9702507174392014,9.3374183903716901,9.6959668617737034,10.046587304585978,10.390301946847282,null,null,null,null,null,null,null,null,null,null,null,null,null,null,null,null,null,null,null,null,null,null,null,null,null,null,null,null,null,null,null,null,null,null,null,"delta T (°C)","courant (A)","delta T (°C)","courant (A)","delta T (°C)","courant (A)","delta T (°C)","courant (A)",null,null,null,null,null,"IEC 60092-352"]
["12*",1.81,1.89,1.92,{"$f":"B162*(1000/304.8)","v":5.938320209973754},{"$f":"C162*(1000/304.8)","v":6.2007874015748028},{"$f":"D162*(1000/304.8)","v":6.2992125984251972},{"$f":"B162*(1000/304.8)*(1/1000)","v":5.9383202099737541E-3},{"$f":"C162*(1000/304.8)*(1/1000)","v":6.2007874015748031E-3},{"$f":"D162*(1000/304.8)*(1/1000)","v":6.2992125984251976E-3},0.09,9.1999999999999998E-2,{"$f":"K162*0.0254","v":2.2859999999999998E-3},{"$f":"L162*0.0254","v":2.3368E-3},null,null,null,null,null,null,null,null,null,null,null,null,null,null,null,null,null,"-","-","-",null,null,null,null,null,null,null,null,null,null,null,null,null,null,null,22,"teta",{"$f":"(AZ140/(1+$AA$145*AZ141))^(1/4)","v":1.4911699600200889},{"$f":"(BA140/(1+$AA$145*BA141))^(1/4)","v":1.7733099261342129},2.1088327812637555,2.3338071106959415,2.5078389478298355,2.6517168367722879,2.7753800210835569,2.8844243624759422,2.9823399200401779,3.0714628896306695,3.1534405292621139,3.2294816137310285,3.3005016679089674,3.3672121756189282,3.4301779745435788,3.4898556185845937,3.5466198522684258,3.6007823851722529,3.6526055218156093,3.7023122609140762,null,null,null,null,null,null,null,null,null,null,null,null,null,null,null,null,null,null,null,null,null,null,null,null,null,null,null,null,null,null,null,null,null,null,null,3.1000000000000583E-2,0.5,0.3736666666666662,0.5,0.22599999999999909,0.5,0.52066666666666583,0.5]
[" MIL-W 22759/34 - 55A0811",null,null,null,null,null,null,null,null,null,null,null,null,null,"ETFE",null,null,null,null,null,null,null,null,null,null,"I max",{"$f":"\"I max \"&B10&\"°C\"","v":"I max 10°C"},"Échauffement",null,null,null,null,null,null,null,null,null,null,null,null,null,null,null,null,null,null,null,null,null,null,null,{"$f":"(AZ140/(1+$AA$145*AZ162))^(1/4)","v":1.4922275806904404},{"$f":"(BA140/(1+$AA$145*BA162))^(1/4)","v":1.7738697097589355},2.1085135555363852,2.3327243884802855,2.506069980641763,2.6493176532577025,2.7723937565817405,2.8808856360675201,2.9782773691369195,3.0669007526969225,3.1483996930718794,3.223980338512904,3.2945561080927588,3.360836765135677,3.4233857190986074,3.4826583220882994,3.5390282954577619,3.5928064687433143,3.6442543827025085,3.6935943679029304,null,null,null,null,null,null,null,null,null,null,null,null,null,null,null,null,null,null,null,null,null,null,null,null,null,null,null,null,null,null,null,null,null,null,null,0.14666666666666708,1,1.3759999999999988,1,0.46549999999999869,1,1.8776666666666664,1]
[null,null,null,null,null,null,null,null,null,null,null,null,null,{"$f":"AJ6","v":10},150,null,null,null,null,null,null,null,null,null,null,null,null,null,null,null,null,null,null,null,null,null,null,null,null,null,null,null,null,null,null,null,null,null,null,null,"T4",{"$f":"1/(3.1415*$T$145*$X$145*AZ163)","v":17.556011215613445},{"$f":"1/(3.1415*$T$145*$X$145*BA163)","v":14.768595460378695},{"$f":"1/(3.1415*$T$143*$X$143*BB163)","v":14.833010613572423},13.407329259547822,12.479940380644665,11.805154398784476,11.281082953632893,10.856246272526285,10.501239499125612,10.197788083174808,9.9338098707591556,9.7009288718425442,9.4931161959291064,9.3058979455879456,9.1358691407895272,8.9803825284183496,8.8373421563975185,8.705062245969529,8.5821681649290209,8.4675253514341708,{"$f":"EXP(INDEX(LINEST(LN(AZ140:BS140),LN(AZ165:BS165)),1,2))","v":1.8335353685558795},{"$f":"INDEX(LINEST(LN(AZ140:BS140),LN(AZ165:BS165),,),1)","v":1.6598082936998477},null,null,null,null,null,null,null,null,null,null,null,null,null,null,null,null,null,null,null,null,null,null,null,null,null,null,null,null,null,null,null,null,null,0.3389999999999998,1.5,5.4866666666666672,2,1.7966666666666657,2,7.3276666666666683,2]
[null,"Ohm/1000 ft","Ohm/km","Ohm/m","standed conductor",null,"inch",null,null,null,"m",null,null,null,"rho=",3.5,null,null,null,null,null,null,null,null,null,"-","-","-",null,null,null,null,null,null,null,null,null,null,null,null,null,null,null,null,null,null,null,null,null,null,"i max",{"$f":"(AZ140/($W$145*$U$145+$W$145*AZ164))^(1/2)","v":1.8753746114939158},{"$f":"(BA140/($W$145*$U$145+$W$145*BA164))^(1/2)","v":2.8893840730433076},{"$f":"(BB140/($W$145*$U$145+$W$145*BB164))^(1/2)","v":4.0774114478729251},5.2498455578534022,{"$f":"(BD140/($W$145*$U$145+$W$145*BD164))^(1/2)","v":6.280660490498069},7.2174844279066512,8.0856047819828252,8.9004476503030663,9.6722839881979628,10.408379963020449,11.114110838799503,11.79359195600283,12.450061071543031,13.086122583043892,13.703910301471113,14.305199802397951,14.891488285916928,15.464052778740436,16.023993476255999,{"$f":"(BS140/($W$145*$U$145+$W$145*BS164))^(1/2)","v":16.572266630414727},null,null,null,null,null,null,null,null,null,null,null,null,null,null,null,null,null,null,null,null,null,null,null,null,null,null,null,null,null,null,null,null,null,null,null,0.54899999999999949,2,11.589666666666668,3,3.6005000000000003,3,16.152333333333335,3]
["AWG","nickel coated","nickel coated",null,"tin or nickel","m","dia iso 1","dia iso2 inch","ep 2*iso 2","2 *ep iso 1","dia iso 1 m","dia iso2 m","ep 2*iso 2","2 *ep iso 1","T1=(Rho/2*Pi)ln(1+2t1/dc)","R'=R0[1+a20(Theta-20)","T3=1/2PI Rho*ln(1+2t3/da)","h","hi/hg","hg","Ka","teta","T4 max",{"$f":"\"teta \" &$B$10&\"°C\"","v":"teta 10°C"},{"$f":"\"T4 \"&$B$10&\"°C\"","v":"T4 10°C"},"-","-","-",null,null,null,null,null,null,null,null,null,null,null,null,null,null,null,null,null,null,null,null,null,null,"imax corriger",{"$f":"$AY$141*AZ165","v":1.5002996891951328},{"$f":"$AY$141*BA165","v":2.3115072584346463},3.2619291582983401,4.1998764462827216,5.0245283923984552,5.7739875423253215,6.4684838255862607,7.1203581202424537,7.7378271905583702,8.326703970416359,8.891288671039602,9.434873564802265,9.9600488572344261,10.468898066435115,10.963128241176891,11.444159841918362,11.913190628733544,12.37124222299235,12.8191947810048,13.257813304331783,null,null,null,null,null,null,null,null,null,null,null,null,null,null,null,null,null,null,null,null,null,null,null,null,null,null,null,null,null,null,null,null,null,null,null,0.95950000000000024,2.5,33.452500000000001,5,6.1734999999999971,4,28.675666666666661,4]
[28,68.599999999999994,{"$f":"B167*(1000/304.8)","v":225.06561679790025},{"$f":"B167*(1000/304.8)*(1/1000)","v":0.22506561679790024},1.6E-2,{"$f":"E167*0.0254","v":4.0640000000000001E-4},2.7E-2,3.5000000000000003E-2,{"$f":"G167-F167","v":2.6593599999999998E-2},{"$f":"H167-G167","v":8.0000000000000036E-3},{"$f":"G167*0.0254","v":6.8579999999999997E-4},{"$f":"H167*0.0254","v":8.8900000000000003E-4},{"$f":"I167*0.0254","v":6.7547743999999993E-4},{"$f":"J167*0.0254","v":2.0320000000000009E-4},{"$f":"($P$165/(2*3.1415))*LN(1+N167/F167)","v":0.22586787814397194},{"$f":"D167*(1+(3.93*10^-3)*($O$164-20))","v":0.34005164041994745},{"$f":"(3.5/(2*3.1415))*LN(1+M167/K167)","v":0.3819154499210361},{"$f":"$N$135/(L167)^$N$136+$N$137","v":12.076287828130296},{"$f":"IF($J$136=$AY$29,$BB$29,IF($J$136=$AY$30,$BB$30,IF($J$136=$AY$31,$BB$31,IF($J$136=$AY$32,$BB$32,IF($J$136=$AY$33,$BB$33,IF($J$136=$AY$34,$BB$34,IF($J$136=$AY$35,$BB$35,IF($J$136=$AY$36,$BB$36,$BB$37))))))))","v":1},{"$f":"R167/S167","v":12.076287828130296},{"$f":"(3.1415*L167*T167/1)*(O167+Q167)","v":2.0498451912574562E-2},{"$f":"BM83","v":3.3826199882189321},{"$f":"1/(3.1415*L167*T167*V167)","v":8.765455890570415},{"$f":"BM109","v":1.7625702758979755},{"$f":"1/(3.1415*L167*T167*X167)","v":16.82214133912419},{"$f":"(($O$164-$N$164)/(P167*O167+P167*(Q167+W167)))^(1/2)","v":6.6274541246912095},{"$f":"($B$10/(P167*O167+P167*(Q167+Y167)))^(1/2)","v":1.2989122356608018},{"$f":"$BT$204*$B$9^$BU$204","v":525.32761795988063},null,null,null,null,null,null,null,null,null,null,null,null,null,null,null,null,null,null,null,null,null,20,"teta",{"$f":"(AZ140/(1+$AA$146*AZ141))^(1/4)","v":1.4919101754302133},{"$f":"(BA140/(1+$AA$146*BA141))^(1/4)","v":1.7741901955665673},2.109879603935831,2.3349656104202596,2.5090838367996136,2.6530331465951056,2.7767577171984446,2.885856188102589,2.9838203508604262,3.0729875610118573,3.1550058942689563,3.2310847254629493,3.3021400339311038,3.3688836566763367,3.4318807117662296,3.4915879797353986,3.5483803911331346,3.6025698102689692,3.6544186718701592,3.7041500853486458,null,null,null,null,null,null,null,null,null,null,null,null,null,null,null,null,null,null,null,null,null,null,null,null,null,null,null,null,null,null,null,null,null,null,null,1.3119999999999994,3,48.28,6,9.9860000000000007,5,48.715333333333341,5]
[26,41.3,135.498687664042,{"$f":"B168*(1000/304.8)*(1/1000)","v":0.13549868766404199},2.1000000000000001E-2,{"$f":"E168*0.0254","v":5.3340000000000006E-4},3.2000000000000001E-2,0.04,{"$f":"G168-F168","v":3.1466599999999997E-2},{"$f":"H168-G168","v":8.0000000000000002E-3},{"$f":"G168*0.0254","v":8.1280000000000002E-4},1.016E-3,7.9925163999999989E-4,2.0320000000000001E-4,{"$f":"($P$165/(2*3.1415))*LN(1+N168/F168)","v":0.17980373594153723},{"$f":"D168*(1+(3.93*10^-3)*($O$164-20))","v":0.20472496719160105},{"$f":"(3.5/(2*3.1415))*LN(1+M168/K168)","v":0.38146149636168725},{"$f":"$N$135/(L168)^$N$136+$N$137","v":11.448109174503299},1,{"$f":"R168/S168","v":11.448109174503299},{"$f":"(3.1415*L168*T168/1)*(O168+Q168)","v":2.0508442291136141E-2},3.3825936905180773,{"$f":"1/(3.1415*L168*T168*V168)","v":8.0906913026311145},1.7625628521251178,{"$f":"1/(3.1415*L168*T168*X168)","v":15.527117980055314},8.8904030073378468,1.7424422526079648,{"$f":"$BT$208*$B$9^$BU$208","v":326.45541220727597},null,null,null,null,null,null,null,null,null,null,null,null,null,null,null,null,null,null,null,null,null,null,null,{"$f":"(AZ140/(1+$AA$146*AZ167))^(1/4)","v":1.4927799916447837},{"$f":"(BA140/(1+$AA$146*BA167))^(1/4)","v":1.7746495369867492},2.1096140518673203,2.3340702953954864,2.5076223886945392,2.6510517192339433,2.7742918462763244,2.882934395327406,2.9804662311437085,3.0692210858912037,3.1508442744013014,3.2265430078604549,3.2972315308690416,3.3636202630525576,3.4262731458447373,3.4856459696614137,3.5421128220707128,3.5959848423079306,3.6475238358142668,3.6969523614822064,null,null,null,null,null,null,null,null,null,null,null,null,null,null,null,null,null,null,null,null,null,null,null,null,null,null,null,null,null,null,null,null,null,null,null,1.8430000000000017,3.5,65.555499999999995,7,14.199500000000002,6,77.038333333333341,6]
[24,26.2,85.958005249343827,8.5958005249343827E-2,2.5999999999999999E-2,6.603999999999999E-4,3.6999999999999998E-2,4.4999999999999998E-2,{"$f":"G169-F169","v":3.63396E-2},8.0000000000000002E-3,9.3979999999999997E-4,1.1429999999999999E-3,9.2302583999999996E-4,2.0320000000000001E-4,0.14943879565197798,0.12987395013123357,0.38112999932684638,10.927779591022432,1,10.927779591022432,2.0818859055441521E-2,3.3817772837903943,7.5359806754680951,1.762332292152915,14.460955163142469,11.560033486308713,2.2662931364059622,{"$f":"$BT$212*$B$9^$BU$212","v":213.38652155256761},null,null,null,null,null,null,null,null,null,null,null,null,null,null,null,null,null,null,null,null,null,null,"T4",{"$f":"1/(3.1415*$T$146*$X$146*AZ168)","v":16.009856922444314},{"$f":"1/(3.1415*$T$146*$X$146*BA168)","v":13.466993671043374},{"$f":"1/(3.1415*$T$146*$X$146*BB168)","v":11.328704443244623},10.239277767283831,9.53061919955279,9.014985980668305,8.6145205361138508,8.2898848207076341,8.0186092475034201,7.7867294059662191,7.5850127780312917,7.4070588938990589,7.2482608088554725,7.1051998186119789,6.9752740267963462,6.8564605501923968,6.7471577793925768,6.6460775367400933,6.5521694055181934,{"$f":"1/(3.1415*$T$146*$X$146*BS168)","v":6.4645664174419561},{"$f":"EXP(INDEX(LINEST(LN(AZ140:BS140),LN(AZ170:BS170)),1,2))","v":1.1361555428440151},{"$f":"INDEX(LINEST(LN(AZ140:BS140),LN(AZ170:BS170),,),1)","v":1.6046217798570475},null,null,null,null,null,null,null,null,null,null,null,null,null,null,null,null,null,null,null,null,null,null,null,null,null,null,null,null,null,null,null,null,null,2.1240000000000006,4,71.935000000000002,7.5,22.888999999999999,8]
[22,16.2,53.1496062992126,5.3149606299212601E-2,3.3000000000000002E-2,8.3819999999999999E-4,4.2999999999999997E-2,0.05,4.2161799999999999E-2,7.0000000000000062E-3,1.0921999999999998E-3,1.2700000000000001E-3,1.07090972E-3,1.7780000000000015E-4,0.10716244218782378,8.0303740157480319E-2,0.38066767671061613,10.487596232361547,1,10.487596232361547,2.0411990346028627E-2,3.3828476403640542,7.0648153933260289,1.7626345339070251,13.558791469917516,15.193106447399201,{"$f":"($B$10/(P170*O170+P170*(Q170+Y170)))^(1/2)","v":2.977461619909755},{"$f":"$BT$216*$B$9^$BU$216","v":137.06378355409586},null,null,null,null,null,null,null,null,null,null,null,null,null,null,null,null,null,null,null,null,null,null,"i max",{"$f":"(AZ140/($W$146*$U$146+$W$146*AZ169))^(1/2)","v":2.5165650811522866},{"$f":"(BA140/($W$146*$U$146+$W$146*BA169))^(1/2)","v":3.8779353360938997},{"$f":"(BB140/($W$146*$U$146+$W$146*BB169))^(1/2)","v":5.9748541517022309},7.6931683997575719,9.2039938153894578,10.57710918756351,11.849562869056177,13.04395571006247,14.175335861483195,15.25434918626544,16.288871184449839,17.284931431307964,18.247273740280093,19.179713975438432,20.085378530357168,20.966868935089643,21.826378860176092,22.665779389757294,23.486682523140249,{"$f":"(BS140/($W$146*$U$146+$W$146*BS169))^(1/2)","v":24.290489359848959},null,null,null,null,null,null,null,null,null,null,null,null,null,null,null,null,null,null,null,null,null,null,null,null,null,null,null,null,null,null,null,null,null,null,null,2.7284999999999986,4.5,null,null,44.963499999999996,11]
[20,9.8800000000000008,32.414698162729664,3.2414698162729662E-2,4.1000000000000002E-2,1.0414000000000001E-3,0.05,5.8000000000000003E-2,4.8958600000000005E-2,8.0000000000000002E-3,1.2700000000000001E-3,1.4732E-3,1.2435484400000001E-3,2.0320000000000001E-4,9.9294733395211776E-2,4.897536745406824E-2,0.38029206016083306,9.9055684215834034,1,9.9055684215834034,2.198595788706981E-2,3.3787199194130024,6.4560908238303423,1.7614673099971725,12.383609133257258,20.301621060528877,3.9841594051097919,{"$f":"$BT$220*$B$9^$BU$220","v":85.677416810314284},null,null,null,null,null,null,null,null,null,null,null,null,null,null,null,null,null,null,null,null,null,null,"imax corriger",{"$f":"$AY$141*AZ170","v":2.0132520649218293},{"$f":"$AY$141*BA170","v":3.1023482688751201},4.7798833213617851,6.1545347198060583,7.3631950523115668,8.4616873500508074,9.4796502952449426,10.435164568049977,11.340268689186557,12.203479349012353,13.031096947559872,13.827945145046371,14.597818992224076,15.343771180350746,16.068302824285734,16.773495148071714,17.461103088140874,18.132623511805836,18.789346018512202,19.432391487879169,null,null,null,null,null,null,null,null,null,null,null,null,null,null,null,null,null,null,null,null,null,null,null,null,null,null,null,null,null,null,null,null,null,null,null,3.2465000000000011,5,null,null,52.792999999999999,12]
[18,6.23,20.439632545931762,2.0439632545931761E-2,5.0999999999999997E-2,1.2953999999999999E-3,0.06,7.0000000000000007E-2,5.8704599999999996E-2,1.0000000000000009E-2,1.524E-3,1.7780000000000001E-3,1.4910968399999998E-3,2.5400000000000021E-4,9.9740380402904602E-2,3.0882240813648296E-2,0.38007754596634052,9.2275240790431088,1,9.2275240790431088,2.4730362216056408E-2,3.3716051120149659,5.754522447535579,1.7594448902859803,11.02732879468719,26.965865277939251,5.3047115319168769,{"$f":"$BT$224*$B$9^$BU$224","v":54.002153337230361},null,null,null,null,null,null,null,null,null,null,null,null,null,null,null,null,null,null,null,null,null,18,"teta",{"$f":"(AZ140/(1+$AA$147*AZ141))^(1/4)","v":1.4921965168022255},{"$f":"(BA140/(1+$AA$147*BA141))^(1/4)","v":1.7745307147634839},2.1102845517875992,2.3354137588862334,2.5095654036661412,2.6535423415611969,2.7772906585427579,2.8864100686471019,2.9843930336044511,3.0735773575618692,3.1556114325455562,3.2317048655012806,3.3027738115696406,3.3695302443759783,3.4325393904506263,3.4922581179977983,3.5490614295269682,3.6032612492035847,3.6551200621238373,3.7048610205209136,null,null,null,null,null,null,null,null,null,null,null,null,null,null,null,null,null,null,null,null,null,null,null,null,null,null,null,null,null,null,null,null,null,null,null,3.9115000000000002,5.5,null,null,63.635999999999996,13]
[16,4.8099999999999996,15.780839895013122,1.5780839895013121E-2,5.8000000000000003E-2,1.4732E-3,6.8000000000000005E-2,7.6999999999999999E-2,6.6526800000000011E-2,8.9999999999999941E-3,1.7272000000000001E-3,1.9557999999999997E-3,1.6897807200000003E-3,2.2859999999999984E-4,8.0355503892394306E-2,2.3843270997375321E-2,0.38005651071597618,8.907461916003351,1,8.907461916003351,2.519777120335321E-2,3.3704036282527912,5.421289585459796,1.7591020489104914,10.387080215135658,31.5958182306852,6.2180242106995571,{"$f":"$BT$228*$B$9^$BU$228","v":41.741922201777797},null,null,null,null,null,null,null,null,null,null,null,null,null,null,null,null,null,null,null,null,null,null,null,{"$f":"(AZ140/(1+$AA$147*AZ172))^(1/4)","v":1.4929937367610877},{"$f":"(BA140/(1+$AA$147*BA172))^(1/4)","v":1.7749513492333067},2.1100400924949696,2.3345914424997591,2.5082235834542068,2.6517233456081284,2.7750270779383328,2.8837280623565764,2.9813142424062971,3.0701200993039128,3.1517914930783295,3.2275360463711582,3.2982683233531231,3.3646989977212169,3.4273922168593152,3.4868039408768987,3.5433083991290291,3.5972168507605686,3.6487912036963657,3.6982541052373126,null,null,null,null,null,null,null,null,null,null,null,null,null,null,null,null,null,null,null,null,null,null,null,null,null,null,null,null,null,null,null,null,null,null,null,4.6084999999999994,6,null,null,70.5,14]
[14,3.06,10.039370078740157,1.0039370078740157E-2,7.2999999999999995E-2,1.8541999999999999E-3,8.5000000000000006E-2,9.4E-2,8.3145800000000006E-2,8.9999999999999941E-3,2.1589999999999999E-3,2.3875999999999997E-3,2.1119033200000001E-3,2.2859999999999984E-4,6.4763539934030931E-2,1.5168484251968503E-2,0.38001443783214345,8.2849520262335812,1,8.2849520262335812,2.7639609836784478E-2,3.3641744730412553,{"$f":"1/(3.1415*L174*T174*V174)","v":4.7833576773272055},1.7573184858517159,9.1571618480362105,42.016464095095628,8.2860856384029731,{"$f":"$BT$232*$B$9^$BU$232","v":26.219390111652835},null,null,null,null,null,null,null,null,null,null,null,null,null,null,null,null,null,null,null,null,null,null,"T4",{"$f":"1/(3.1415*$T$147*$X$147*AZ173)","v":14.306862739574326},{"$f":"1/(3.1415*$T$147*$X$147*BA173)","v":12.034164469979167},{"$f":"1/(3.1415*$T$147*$X$147*BB173)","v":10.123057158420306},9.1493766635303881,8.5160097384416531,8.0551602407024383,7.6972425360094849,7.4070980345593513,7.1646444239453215,6.9574009393730236,6.7771159703279888,6.6180690644496343,6.4761427418281547,6.3482815185998511,6.2321599371717937,6.1259700359043379,6.0282803687467625,5.9379396208401598,5.8540089773419997,5.7757135813452694,{"$f":"EXP(INDEX(LINEST(LN(AZ140:BS140),LN(AZ175:BS175)),1,2))","v":0.71714160492967705},{"$f":"INDEX(LINEST(LN(AZ140:BS140),LN(AZ175:BS175),,),1)","v":1.6042400304008453},null,null,null,null,null,null,null,null,null,null,null,null,null,null,null,null,null,null,null,null,null,null,null,null,null,null,null,null,null,null,null,null,null,6.0660000000000016,7]
[12,2.02,6.6272965879265096,6.62729658792651E-3,0.09,2.2859999999999998E-3,0.10299999999999999,0.111,{"$f":"G175-F175","v":0.100714},8.0000000000000071E-3,2.6161999999999999E-3,2.8194000000000001E-3,2.5581355999999998E-3,2.0320000000000017E-4,4.7437900555638124E-2,1.0013182414698164E-2,0.37990740316300736,7.8115969862362835,1,7.8115969862362835,2.9567358311483351E-2,3.3593123367103375,4.3024519271759196,1.7559192472933201,8.2311756986230389,54.369669433499901,10.73969823401996,{"$f":"$BT$236*$B$9^$BU$236","v":17.207163423416432},null,null,null,null,null,null,null,null,null,null,null,null,null,null,null,null,null,null,null,null,null,null,"i max",{"$f":"(AZ140/($W$147*$U$147+$W$147*AZ174))^(1/2)","v":3.3534252854312272},{"$f":"(BA140/($W$147*$U$147+$W$147*BA174))^(1/2)","v":5.1678529715694648},{"$f":"(BB140/($W$147*$U$147+$W$147*BB174))^(1/2)","v":7.9629023606794309},10.253505573255266,12.26764609248823,14.098294719235824,15.794814192584045,17.387317998179281,18.895856601619997,20.334614915936967,21.714086625097146,23.042305884874249,24.325593676875567,25.569034556485501,26.77679440312523,27.952339744534278,29.098593655124802,30.218049376064236,31.312854926793161,32.384877308620403,null,null,null,null,null,null,null,null,null,null,null,null,null,null,null,null,null,null,null,null,null,null,null,null,null,null,null,null,null,null,null,null,null,null,null,9.4780000000000015,8]
[10,1.26,4.1338582677165352,4.1338582677165354E-3,0.114,2.8955999999999999E-3,0.128,0.13400000000000001,{"$f":"G176-F176","v":0.1251044},6.0000000000000053E-3,3.2512000000000001E-3,3.4036000000000001E-3,3.1776517600000001E-3,1.5240000000000013E-4,2.857337742422834E-2,6.2458464566929129E-3,0.37978692626083782,7.320828050517866,1,7.320828050517866,3.1965338186844418E-2,3.3533310841776562,3.8096737007231054,1.7541894251293217,7.2826212826286509,72.897616351274323,14.428243475355689,{"$f":"$BT$240*$B$9^$BU$240","v":10.642635265077162},null,null,null,null,null,null,null,null,null,null,null,null,null,null,null,null,null,null,null,null,null,null,"imax corriger",{"$f":"$AY$141*AZ175","v":2.6827402283449819},{"$f":"$AY$141*BA175","v":4.1342823772555723},6.3703218885435451,8.2028044586042128,9.8141168739905851,11.278635775388659,12.635851354067237,13.909854398543425,15.116685281295998,16.267691932749575,17.371269300077717,18.4338447078994,19.460474941500454,20.455227645188401,21.421435522500186,22.361871795627422,23.278874924099842,24.174439500851392,25.050283941434529,25.907901846896323,null,null,null,null,null,null,null,null,null,null,null,null,null,null,null,null,null,null,null,null,null,null,null,null,null,null,null,null,null,null,null,null,null,null,null,11.875999999999998,9]
[8,0.70099999999999996,2.2998687664041992,2.2998687664041993E-3,0.17299999999999999,4.3941999999999991E-3,0.188,0.19500000000000001,{"$f":"G177-F177","v":0.18360580000000001},7.0000000000000062E-3,4.7751999999999994E-3,4.9529999999999999E-3,4.6635873199999999E-3,{"$f":"J177*0.0254","v":1.7780000000000015E-4},2.2095877347367576E-2,3.4748717191601043E-3,0.37957516832574978,6.4706320289721333,1,6.4706320289721333,4.044106853790147E-2,3.3327601074565423,2.9801892967919392,1.7481684276394684,5.6815212104182384,109.14825456098571,21.750279419793376,{"$f":"$BT$244*$B$9^$BU$244","v":5.4375024605633646},null,null,null,null,null,null,null,null,null,null,null,null,null,null,null,null,null,null,null,null,null,16,"teta",{"$f":"(AZ140/(1+$AA$148*AZ141))^(1/4)","v":1.4920143084264261},{"$f":"(BA140/(1+$AA$148*BA141))^(1/4)","v":1.7743140312665704},2.110026870231366,{"$f":"(BC140/(1+$AA$148*BC141))^(1/4)","v":2.3351285873669094},2.5092589669260636,2.6532183241581766,2.7769515305429819,2.8860576163497154,2.9840286168528523,3.0732020507360538,3.1552261087444995,3.2313102501218878,3.3023705181394103,3.3691187994850935,3.4321202516708751,3.4918316871139385,3.5486280625331408,3.6028212640056529,3.6546737445762685,3.7044086292296119,null,null,null,null,null,null,null,null,null,null,null,null,null,null,null,null,null,null,null,null,null,null,null,null,null,null,null,null,null,null,null,null,null,null,null,14.3775,10]
[6,0.44500000000000001,1.4599737532808399,1.4599737532808399E-3,0.217,5.5117999999999999E-3,{"$f":"H178-J178","v":0.23299999999999998},0.24099999999999999,{"$f":"G178-F178","v":0.22748819999999997},8.0000000000000002E-3,5.9181999999999993E-3,6.1213999999999999E-3,5.7782002799999987E-3,2.0320000000000001E-4,2.0167224307474488E-2,2.205874343832021E-3,0.37949557873306838,6.0565735158515075,1,6.0565735158515075,4.6548806083239233E-2,3.3184579709354241,2.5873123530550854,1.7439168565838425,4.9233352317691477,145.76653417331039,29.183102621452306,{"$f":"$BT$248*$B$9^$BU$248","v":3.3500583004776172},null,null,null,null,null,null,null,null,null,null,null,null,null,null,null,null,null,null,null,null,null,null,null,{"$f":"(AZ140/(1+$AA$148*AZ177))^(1/4)","v":1.4928577203216058},{"$f":"(BA140/(1+$AA$148*BA177))^(1/4)","v":1.7747592866918069},2.1097689675891589,2.3342597870449815,2.5078409803390791,2.6512959142079402,2.7745591623767041,2.8832229526847675,2.980774542172929,3.0695479353850206,3.1511886454012359,3.2269040330231546,3.2976084590538131,3.3640124355039003,3.4266799786940014,3.486066940742949,3.5425474607742822,3.5964327216235881,3.6479845659959209,3.697425584929583,null,null,null,null,null,null,null,null,null,null,null,null,null,null,null,null,null,null,null,null,null,null,null,null,null,null,null,null,null,null,null,null,null,null,null,33.302500000000002,15]
[4,0.28000000000000003,0.91863517060367461,9.1863517060367464E-4,0.27400000000000002,6.9596000000000007E-3,{"$f":"H179-J179","v":0.30199999999999999},0.31,{"$f":"G179-F179","v":0.29504039999999998},8.0000000000000002E-3,7.6707999999999993E-3,7.8739999999999991E-3,7.4940261599999993E-3,2.0320000000000001E-4,1.603157344025969E-2,1.3879658792650918E-3,0.3796677031624458,5.6181372923184734,1,5.6181372923184734,5.4990805193826799E-2,3.2993592289183229,2.1809493217790128,1.7381558697365822,4.1398676596853523,197.85499826582637,39.85610136485942,{"$f":"$BT$252*$B$9^$BU$252","v":1.9958602286247786},null,null,null,null,null,null,null,null,null,null,null,null,null,null,null,null,null,null,null,null,null,null,"T4",{"$f":"1/(3.1415*$T$148*$X$148*AZ178)","v":13.234774741496855},{"$f":"1/(3.1415*$T$148*$X$148*BA178)","v":11.132572060738257},{"$f":"1/(3.1415*$T$148*$X$148*BB178)","v":9.3648337581427654},8.4641974124794501,7.8783446815234601,7.4520673243912299,7.1209999474786683,6.8526215189717714,6.6283562778813918,6.4366597510335737,6.2698993531836802,6.1227837727330376,5.9915044174862553,5.8732350216777487,5.7658245801789541,5.6676007619492896,5.5772395058449291,5.4936758668577292,5.4160414585435666,5.3436195525047321,{"$f":"EXP(INDEX(LINEST(LN(AZ140:BS140),LN(AZ180:BS180)),1,2))","v":0.54741912814354421},{"$f":"INDEX(LINEST(LN(AZ140:BS140),LN(AZ180:BS180),,),1)","v":1.6044830149092724}]
[2,0.18099999999999999,0.59383202099737531,5.9383202099737536E-4,0.34,8.6359999999999996E-3,0.39999999999999997,0.40799999999999997,0.39136399999999999,8.0000000000000002E-3,1.0159999999999999E-2,1.0363199999999999E-2,9.940645599999999E-3,2.0320000000000001E-4,1.295543809882781E-2,8.9722080052493443E-4,0.38007754596634058,5.1987284840093118,1,5.1987284840093118,6.6520741013510479E-2,3.2744353643373239,1.8044111338216162,1.7304944276896848,3.4143002912049929,266.47436216997608,54.105309546080264,{"$f":"$BT$256*$B$9^$BU$256","v":1.1932949531943287},null,null,null,null,null,null,null,null,null,null,null,null,null,null,null,null,null,null,null,null,null,null,"i max",{"$f":"(AZ140/($W$148*$U$148+$W$148*AZ179))^(1/2)","v":3.9672980292543358},{"$f":"(BA140/($W$148*$U$148+$W$148*BA179))^(1/2)","v":6.1136111102865458},{"$f":"(BB140/($W$148*$U$148+$W$148*BB179))^(1/2)","v":9.4197005149118613},12.128955555423831,14.511120519180727,16.676194541515038,18.682580920138491,20.565907979114545,22.349897953369663,24.051333277694674,25.682629151679141,27.253290827228842,28.77079665368926,30.241162137489763,31.66931588378543,33.059359085883827,34.414749972845016,35.738438236073605,37.032965134891761,38.300539456872585]
[1,0.14899999999999999,0.48884514435695536,4.8884514435695533E-4,0.38,9.6519999999999991E-3,0.46199999999999997,0.47,0.45234799999999997,8.0000000000000002E-3,1.1734799999999998E-2,1.1937999999999999E-2,1.1489639199999999E-2,2.0320000000000001E-4,1.1605809988850418E-2,7.3859612860892375E-4,0.38027410975904502,5.0041912347716799,1,5.0041912347716799,7.3545405513430251E-2,3.2598580490983431,1.6345521245912076,1.725938428241333,3.0872525999950615,305.8401388370105,62.382245126050982,{"$f":"$BT$260*$B$9^$BU$260","v":0.93620417960993385},null,null,null,null,null,null,null,null,null,null,null,null,null,null,null,null,null,null,null,null,null,null,"imax corriger",{"$f":"$AY$141*AZ180","v":3.1738384234034687},{"$f":"$AY$141*BA180","v":4.8908888882292372},7.5357604119294894,9.7031644443390661,11.608896415344581,13.340955633212031,14.946064736110793,16.452726383291637,17.879918362695729,19.241066622155742,20.546103321343313,21.802632661783075,23.016637322951411,24.192929709991812,25.335452707028345,26.447487268707064,27.531799978276013,28.590750588858885,29.626372107913411,30.640431565498069]
[0,0.11600000000000001,0.38057742782152232,3.8057742782152235E-4,0.42499999999999999,1.0794999999999999E-2,0.502,0.51,0.491205,8.0000000000000002E-3,1.27508E-2,1.2954E-2,1.2476606999999999E-2,2.0320000000000001E-4,1.0388342634610134E-2,5.7501443569553813E-4,0.38010176485251895,4.897980215873897,1,4.897980215873897,7.7833761535713461E-2,3.2511711281643634,1.5431288368109126,1.7231971534910642,2.9114346615031783,354.84541480151478,72.573328011965884,{"$f":"$BT$264*$B$9^$BU$264","v":0.72488292305030622},null,null,null,null,null,null,null,null,null,null,null,null,null,null,null,null,null,null,null,null,null,14,"teta",{"$f":"(AZ140/(1+$AA$149*AZ141))^(1/4)","v":1.491677813172253},{"$f":"(BA140/(1+$AA$149*BA141))^(1/4)","v":1.7739138687161429},2.1095509940792403,2.3346019438333352,2.5086930516200954,2.6526199415761047,2.7763252423057847,2.8854067213243213,2.9833556263445065,3.0725089488674264,3.154514507920406,3.2305814899767702,3.301625731711693,3.3683589592607945,3.4313462026755563,3.4910441713478697,3.5478277374322862,3.6020087166660435,3.6538495029026756,3.7035731708052433]
["00",9.0999999999999998E-2,0.29855643044619423,2.9855643044619426E-4,0.47499999999999998,1.2064999999999999E-2,0.56199999999999994,0.56999999999999995,0.54993499999999995,8.0000000000000002E-3,1.4274799999999997E-2,1.4477999999999998E-2,1.3968348999999998E-2,2.0320000000000001E-4,9.3039111352475716E-3,4.510889107611549E-4,0.38011190432888636,4.7601479979479908,1,4.7601479979479908,8.4310114210701212E-2,3.2383424266450289,1.4263008411716982,1.719113095957356,2.6867636213041668,413.43658394355617,84.891282002177078,{"$f":"$BT$268*$B$9^$BU$268","v":0.5543955499223393},null,null,null,null,null,null,null,null,null,null,null,null,null,null,null,null,null,null,null,null,null,null,null,{"$f":"(AZ140/(1+$AA$149*AZ182))^(1/4)","v":1.4926065620955198},{"$f":"(BA140/(1+$AA$149*BA182))^(1/4)","v":1.7744046809004892},2.1092684608948797,2.3336475977908337,2.5071348015142476,2.650507043389692,2.773695619279041,2.8822908108355718,2.9797786076186159,3.068492134123189,3.1500762628982213,3.2257378713520404,3.2963909448509146,3.3627456969228908,3.4253659019425307,3.4847072126789378,3.5411436016919744,3.5949861109557584,3.6464964627861334,3.6958971443678452]
["000",7.0999999999999994E-2,0.23293963254593175,2.3293963254593174E-4,0.54,1.3716000000000001E-2,0.60199999999999998,0.61,0.58828400000000003,8.0000000000000002E-3,1.5290799999999998E-2,1.5493999999999999E-2,1.4942413600000001E-2,2.0320000000000001E-4,8.1921877867156129E-3,3.5194849081364823E-4,0.37974123623243511,4.6797870239845167,1,4.6797870239845167,8.8365737052538224E-2,3.2304799202231522,1.3589586723978935,1.7165889894146473,2.5574489471073196,477.19009915241168,98.217664930337193,{"$f":"$BT$272*$B$9^$BU$272","v":0.43261784277099802},null,null,null,null,null,null,null,null,null,null,null,null,null,null,null,null,null,null,null,null,null,null,"T4",{"$f":"1/(3.1415*$T$149*$X$149*AZ183)","v":11.497635041263562},{"$f":"1/(3.1415*$T$149*$X$149*BA183)","v":9.6716637956907086},{"$f":"1/(3.1415*$T$149*$X$149*BB183)","v":8.1362073293830317},7.353914758773092,6.8450429952168088,6.4747783085389878,6.1872129702646008,5.9540992347660806,5.7593022069798998,5.5927943631744741,5.447946042861842,5.3201612144561246,5.2061317356717662,5.1034027125135015,5.0101057821113653,4.9247883577502005,4.8463003598525543,4.7737167770606117,4.7062833287536092,4.6433774644734385,{"$f":"EXP(INDEX(LINEST(LN(AZ140:BS140),LN(AZ185:BS185)),1,2))","v":0.3400864609786049},{"$f":"INDEX(LINEST(LN(AZ140:BS140),LN(AZ185:BS185),,),1)","v":1.6049311530147681}]
["0000",5.6000000000000001E-2,0.18372703412073491,1.8372703412073492E-4,0.60499999999999998,1.5366999999999999E-2,0.66700000000000004,0.67500000000000004,0.65163300000000002,8.0000000000000002E-3,1.69418E-2,1.7145000000000001E-2,1.6551478200000001E-2,2.0320000000000001E-4,7.3177896974048907E-3,2.7759317585301837E-4,0.37966940863887011,4.5647731668978508,1,4.5647731668978508,9.5145960254150605E-2,3.2176166522163574,1.2640723861834229,1.712425065097402,2.3751698350428554,552.68573029442814,114.20139910260571,{"$f":"$BT$276*$B$9^$BU$276","v":0.333445957691343},null,null,null,null,null,null,null,null,null,null,null,null,null,null,null,null,null,null,null,null,null,null,"i max",{"$f":"(AZ140/($W$149*$U$149+$W$149*AZ184))^(1/2)","v":5.334753440334536},{"$f":"(BA140/($W$149*$U$149+$W$149*BA184))^(1/2)","v":8.2202142847340838},{"$f":"(BB140/($W$149*$U$149+$W$149*BB184))^(1/2)","v":12.664321342954848},16.305764747870708,19.507330372888607,22.416954922735194,25.113182855433841,27.64392863215566,30.041094467697164,32.327249497055597,34.519089583953267,36.629397189214565,38.668228945323506,40.643674233388154,42.562360765529156,44.429803555014217,46.250652966052129,48.028875492997422,49.767888383297418,51.470661789139108]
[null,null,null,null,null,null,null,null,null,null,null,null,null,null,null,null,null,null,null,null,null,null,null,null,null,null,null,null,null,null,null,null,null,null,null,null,null,null,null,null,null,null,null,null,null,null,null,null,null,null,"imax corriger",{"$f":"$AY$141*AZ185","v":4.2678027522676292},{"$f":"$AY$141*BA185","v":6.5761714277872674},10.13145707436388,13.044611798296566,15.605864298310886,17.933563938188154,20.090546284347074,22.115142905724529,24.032875574157732,25.861799597644477,27.615271667162617,29.303517751371654,30.934583156258807,32.514939386710523,34.049888612423324,35.543842844011373,37.000522372841708,38.423100394397942,39.81431070663794,41.176529431311288]
["MIL W-81044 - 44A0111",null,null,null,null,null,null,null,null,null,null,"inch","m",null,"PVDF","rho=",6,null,null,null,null,null,null,null,null,null,null,null,null,null,null,null,null,"Imax",{"$f":"\"I max \"&B10&\"°C\"","v":"I max 10°C"},"Échauffement",null,null,null,null,null,null,null,null,null,null,null,null,null,12,"teta",{"$f":"(AZ140/(1+$AA$150*AZ141))^(1/4)","v":1.491667679799485},{"$f":"(BA140/(1+$AA$150*BA141))^(1/4)","v":1.7739018180371484},{"$f":"(BB140/(1+$AA$150*BB141))^(1/4)","v":2.1095366633260393},2.3345860842478716,2.5086760093864253,2.6526019216079573,2.7763063819739116,2.8853871199723158,2.9833353595989704,3.072488076479142,3.1544930784460727,3.2305595437587558,3.3016033028708374,3.3683360770829873,3.4313228926082884,3.4910204557360767,3.5478036360742968,3.6019842472419374,3.6538246813100206,3.7035480114261992]
[null,null,null,null,null,null,null,null,null,null,null,null,null,null,150,{"$f":"AJ6","v":10},null,null,null,null,null,null,null,null,null,null,null,null,null,null,null,null,null,null,null,null,null,null,null,null,null,null,null,null,null,null,null,null,null,null,null,{"$f":"(AZ140/(1+$AA$150*AZ187))^(1/4)","v":1.4925989992360782},{"$f":"(BA140/(1+$AA$150*BA187))^(1/4)","v":1.7743940039030228},{"$f":"(BB140/(1+$AA$150*BB187))^(1/4)","v":2.1092533923491144},2.3336291680530623,2.5071135433123377,2.6504832968746546,2.7736696259029392,2.8822627534508602,2.9797486309147745,3.0684603562925687,3.1500427828479536,3.2257027734354056,3.2963543021178321,3.3627075734369201,3.4253263544831012,3.4846662920238471,3.5411013536045015,3.5949425769584948,3.6464516807773473,3.6958511491193167]
[null,"Ohm/1000 ft",null,null,"Ohm/km",null,null,"Ohm/m",null,null,"diametre   stranded conductor",null,"diametre   stranded conductor",null,"dia iso 1","dia iso 2","ep iso 2","ep iso 1","dia iso 1","dia iso 2","ep iso 2","ep iso 1","T1","R'=R0[1+a20(Theta-20)","T3=1/2PI Rho*ln(1+2t3/da)","h","hi/hg","hg","Ka","teta Tmax","T4 max",{"$f":"\"teta \" &$B$10&\"°C\"","v":"teta 10°C"},{"$f":"\"T4 \"&$B$10&\"°C\"","v":"T4 10°C"},null,null,null,null,null,null,null,null,null,null,null,null,null,null,null,null,null,"T4",{"$f":"1/(3.1415*$T$150*$X$150*AZ188)","v":10.164569639824075},{"$f":"1/(3.1415*$T$150*$X$150*BA188)","v":8.5503143262966201},{"$f":"1/(3.1415*$T$150*$X$150*BB188)","v":7.1928894494605577},6.501301354886845,6.051431740112756,5.7240981257858223,5.4698751179235598,5.2637902127077876,5.091579307952963,4.9443775413144904,4.8163239415910946,4.7033553732878195,4.6025472632961248,4.5117293552113376,4.4292499172261532,4.3538247856885492,4.2844372292884465,4.2202694889504491,4.1606547406196706,4.1050426166871139,{"$f":"EXP(INDEX(LINEST(LN(AZ140:BS140),LN(AZ190:BS190)),1,2))","v":0.22074739511753827},{"$f":"INDEX(LINEST(LN(AZ140:BS140),LN(AZ190:BS190),,),1)","v":1.6049446364752005}]
["AWG","Silver Coated","Nickel Coated","Tin Coated","Silver Coated","Nickel Coated","Tin Coated","Silver Coated","Nickel Coated","Tin Coated","silver coated","Nickel or tin coated","silver coated","Nickel or tin coated","inch","inch","inch","inch","m","m","m","m",null,null,null,null,null,null,null,null,null,null,null,"-","-","-",null,null,null,null,null,null,null,null,null,null,null,null,null,null,"i max",{"$f":"(AZ140/($W$150*$U$150+$W$150*AZ189))^(1/2)","v":6.9832041067616277},{"$f":"(BA140/($W$150*$U$150+$W$150*BA189))^(1/2)","v":10.760253261883193},{"$f":"(BB140/($W$150*$U$150+$W$150*BB189))^(1/2)","v":16.577538964053854},21.344131786085526,25.534921825018287,29.343559455160808,32.872859963249425,36.18554370923011,39.323370894798543,42.315884650081266,45.184939951410556,47.947269104403006,50.616036287973706,53.201830537046909,55.713327553400923,58.157746509896484,60.541174749246025,62.868804425108273,65.145108724326661,67.37397558402111]
[30,100.7,110.7,108.4,{"$f":"B191*(1000/304.8)","v":330.38057742782155},{"$f":"C191*(1000/304.8)","v":363.18897637795277},355.6430446194226,{"$f":"B191*(1000/304.8)*(1/1000)","v":0.33038057742782156},{"$f":"C191*(1000/304.8)*(1/1000)","v":0.36318897637795278},0.35564304461942259,1.2E-2,1.2999999999999999E-2,{"$f":"K191*0.0254","v":3.0479999999999998E-4},{"$f":"L191*0.0254","v":3.3019999999999995E-4},null,null,6.0000000000000001E-3,null,null,null,null,null,null,null,null,null,null,null,null,null,null,null,null,"-","-","-",null,null,null,null,null,null,null,null,null,null,null,null,null,10,"teta",{"$f":"(AZ140/(1+$AA$151*AZ141))^(1/4)","v":1.4917070129357255},{"$f":"(BA140/(1+$AA$151*BA141))^(1/4)","v":1.7739485932826207},{"$f":"(BB140/(1+$AA$151*BB141))^(1/4)","v":2.1095922887807608},2.3346476439328874,2.5087421595729555,2.6526718669142655,2.7763795891893293,2.8854632034902687,2.9834140258714505,3.0725690935808374,3.1545762579019958,3.2306447289782168,3.3016903614122821,3.36842489527193,3.4314133716691719,3.4911125089360375,3.5478971865652413,3.6020792263978518,3.6539210274237934,3.7036456686728365]
[28,63.8,67.900000000000006,68.599999999999994,{"$f":"B192*(1000/304.8)","v":209.31758530183725},222.7690288713911,225.06561679790025,{"$f":"B192*(1000/304.8)*(1/1000)","v":0.20931758530183725},0.22276902887139111,0.22506561679790024,1.2999999999999999E-2,1.6E-2,{"$f":"K192*0.0254","v":3.3019999999999995E-4},4.0640000000000001E-4,null,null,6.0000000000000001E-3,null,null,null,null,null,null,null,null,null,null,null,null,null,null,null,null,"-","-","-",null,null,null,null,null,null,null,null,null,null,null,null,null,null,null,{"$f":"(AZ140/(1+$AA$151*AZ191))^(1/4)","v":1.492628355018182},{"$f":"(BA140/(1+$AA$151*BA191))^(1/4)","v":1.7744354477192759},{"$f":"(BB140/(1+$AA$151*BB191))^(1/4)","v":2.1093118828669901},2.3337007058626482,2.5071960605783086,2.6505754732630411,2.7737705241880901,2.8823716638669628,2.9798649918294431,3.0685837089248538,3.1501727432746689,3.2258390142258486,3.2964965397166872,3.3628555591705771,3.4254798679522551,3.4848251361253495,3.5412653506997511,3.5951115658697272,3.6466255143951436,3.6960296924701854]
[26,38.4,42.2,41.3,125.98425196850394,138.45144356955382,135.498687664042,0.12598425196850394,0.13845144356955383,0.13549868766404199,0.02,2.1000000000000001E-2,5.0799999999999999E-4,5.3340000000000006E-4,{"$f":"P193-Q193","v":2.8000000000000004E-2},3.4000000000000002E-2,6.0000000000000001E-3,{"$f":"O193-N193","v":2.7466600000000004E-2},{"$f":"O193*0.0254","v":7.1120000000000005E-4},{"$f":"P193*0.0254","v":8.6360000000000007E-4},1.5239999999999999E-4,6.9765164000000013E-4,{"$f":"($Q$187/(2*3.1415))*LN(1+V193/N193)","v":0.79868132725556773},{"$f":"J193*(1+(3.93*10^-3)*($O$188-20))","v":0.20472496719160105},{"$f":"(3.5/(2*3.1415))*LN(1+2*U193/S193)","v":0.19868889125983807},{"$f":"$N$135/(T193)^$N$136+$N$137","v":12.218284942545582},{"$f":"IF($J$136=$AY$29,$BB$29,IF($J$136=$AY$30,$BB$30,IF($J$136=$AY$31,$BB$31,IF($J$136=$AY$32,$BB$32,IF($J$136=$AY$33,$BB$33,IF($J$136=$AY$34,$BB$34,IF($J$136=$AY$35,$BB$35,IF($J$136=$AY$36,$BB$36,$BB$37))))))))","v":1},{"$f":"Z193/AA193","v":12.218284942545582},{"$f":"(3.1415*T193*AB193/1)*(W193+Y193)","v":3.306102719628877E-2},{"$f":"BT84","v":3.3506223651358256},{"$f":"1/(3.1415*T193*AB193*AD193)","v":9.0035663661479948},{"$f":"BT110","v":1.7534029517545253},{"$f":"1/(3.1415*T193*AB193*AF193)","v":17.205144317918084},{"$f":"(($O$188-$P$188)/(X193*W193+X193*(Y193+AE193)))^(1/2)","v":8.2691006100989508},{"$f":"($B$10/(X193*W193+X193*(Y193+AG193)))^(1/2)","v":1.6381320283928262},{"$f":"$BT$283*$B$9^$BU$283","v":369.40627364329566},null,null,null,null,null,null,null,null,null,null,null,null,null,null,"T4",{"$f":"1/(3.1415*$T$151*$X$151*AZ192)","v":8.8212131981779489},{"$f":"1/(3.1415*$T$151*$X$151*BA192)","v":7.4202715924011891},{"$f":"1/(3.1415*$T$151*$X$151*BB192)","v":6.2422219550409199},5.6420229518651785,5.2516008429847254,4.9675223656437888,4.7468933822905477,4.5680413495310948,4.4185870773888567,4.2908371399372074,4.1797050569277285,4.0816646110347987,3.9941776933861521,3.9153608335496033,3.8437805658837836,3.7783224210500004,3.7181040225238364,3.6624156730656914,3.6106786653262835,3.5624153594018346,{"$f":"EXP(INDEX(LINEST(LN(AZ140:BS140),LN(AZ194:BS194)),1,2))","v":0.13490604877861159},{"$f":"INDEX(LINEST(LN(AZ140:BS140),LN(AZ194:BS194),,),1)","v":1.6048922959126986}]
[24,24.3,25.9,26.2,79.724409448818903,84.973753280839887,85.958005249343827,7.9724409448818909E-2,8.4973753280839892E-2,8.5958005249343827E-2,2.5000000000000001E-2,2.5999999999999999E-2,6.3500000000000004E-4,6.603999999999999E-4,3.4000000000000002E-2,0.04,6.0000000000000001E-3,3.3339600000000004E-2,{"$f":"O194*0.0254","v":8.6360000000000007E-4},1.016E-3,1.5239999999999999E-4,8.4682584000000006E-4,{"$f":"($Q$187/(2*3.1415))*LN(1+V194/N194)","v":0.78801241700095737},0.12987395013123357,{"$f":"(3.5/(2*3.1415))*LN(1+2*U194/S194)","v":0.16838819856044368},{"$f":"$N$135/(T194)^$N$136+$N$137","v":11.448109174503299},1,{"$f":"Z194/AA194","v":11.448109174503299},{"$f":"(3.1415*T194*AB194/1)*(W194+Y194)","v":3.4946555928572869E-2},3.3459960126503878,{"$f":"1/(3.1415*T194*AB194*AD194)","v":8.1791852855591056},1.7520552394472464,{"$f":"1/(3.1415*T194*AB194*AF194)","v":15.620238869205764},{"$f":"(($O$188-$P$188)/(X194*W194+X194*(Y194+AE194)))^(1/2)","v":10.862625076330875},2.1552156345665594,{"$f":"$BT$287*$B$9^$BU$287","v":262.9292848316619},null,null,null,null,null,null,null,null,null,null,null,null,null,null,"i max",{"$f":"(AZ140/($W$151*$U$151+$W$151*AZ193))^(1/2)","v":9.4916691270514963},{"$f":"(BA140/($W$151*$U$151+$W$151*BA193))^(1/2)","v":14.625621949634889},{"$f":"(BB140/($W$151*$U$151+$W$151*BB193))^(1/2)","v":22.532876616822993},29.0120378462838,34.708569301566861,39.885678547289203,44.683111366701887,49.1861169729575,53.451455724037999,57.519282623183159,61.419302978167337,65.174259383794819,68.802044646823035,72.317051442070593,75.731071842480617,79.053918205681157,82.293864503636115,85.457967964777154,88.552308595097657,91.582170926407215]
[22,15.1,16,16.2,49.540682414698161,52.493438320209975,53.1496062992126,4.954068241469816E-2,5.2493438320209973E-2,5.3149606299212601E-2,3.2000000000000001E-2,3.3000000000000002E-2,8.1280000000000002E-4,8.3819999999999999E-4,4.1000000000000002E-2,4.7E-2,6.0000000000000001E-3,4.0161800000000004E-2,1.0414000000000001E-3,1.1937999999999999E-3,1.5239999999999999E-4,1.0201097200000001E-3,0.76030482129115107,8.0303740157480319E-2,0.14300803182673072,{"$f":"$N$135/(T195)^$N$136+$N$137","v":10.743289647533212},1,10.743289647533212,3.6395200246502724E-2,3.3424712270925592,7.4255119126568401,1.7510246547766446,14.17430636786461,14.467859042981534,2.8738607953867357,{"$f":"$BT$291*$B$9^$BU$291","v":148.40354710806542},null,null,null,null,null,null,null,null,null,null,null,null,null,10,"teta",{"$f":"(AZ140/(1+$AA$152*AZ141))^(1/4)","v":1.4919668453856492},{"$f":"(BA140/(1+$AA$152*BA141))^(1/4)","v":1.7742575878807785},{"$f":"(BB140/(1+$AA$152*BB141))^(1/4)","v":2.1099597473553873},2.3350543036936657,2.5091791439243702,2.6531339216100247,2.7768631918702318,2.8859658068613236,2.9839336907712979,3.0731042879241111,3.1551257366337131,3.2312074576692291,3.3022654651612462,3.3690116231516898,3.4320110711740548,3.491720607113689,3.548515175761557,3.6027066532733025,3.6545574843447235,3.7042907868625314]
[20,9.19,9.77,9.8800000000000008,30.150918635170601,32.053805774278217,32.414698162729664,3.0150918635170602E-2,3.2053805774278216E-2,3.2414698162729662E-2,0.04,4.1000000000000002E-2,1.016E-3,1.0414000000000001E-3,4.9000000000000002E-2,5.5E-2,6.0000000000000001E-3,4.7958600000000004E-2,1.2446E-3,1.397E-3,1.5239999999999999E-4,1.21814844E-3,0.73970939958369386,4.897536745406824E-2,0.12202570129228016,10.108893573942618,1,10.108893573942618,3.8230579210914058E-2,3.3380418062791084,6.752601702778934,1.749724946490874,12.882291488289724,19.375776881894215,3.8543766803423951,{"$f":"$BT$295*$B$9^$BU$295","v":92.066962180228558},null,null,null,null,null,null,null,null,null,null,null,null,null,null,null,{"$f":"(AZ140/(1+$AA$155*AZ195))^(1/4)","v":1.4953487812212205},{"$f":"(BA140/(1+$AA$155*BA195))^(1/4)","v":1.778279410038923},{"$f":"(BB140/(1+$AA$155*BB195))^(1/4)","v":2.1147425268811282},2.340347319320716,2.514866859365871,2.6591479484724942,2.7831576837137404,2.8925076085190784,2.9906975624424406,3.0800702882410227,3.1622776601683795,3.2385318404643666,3.3097509196468731,3.3766483753851806,3.4397906282503925,3.4996355115805828,3.5565588200778455,3.6108731368472777,3.6628415014847064,3.7126875376323043]
[18,5.79,6.1,6.23,18.996062992125985,20.013123359580053,20.439632545931762,1.8996062992125987E-2,2.0013123359580054E-2,2.0439632545931761E-2,0.05,5.0999999999999997E-2,1.2700000000000001E-3,1.2953999999999999E-3,5.9000000000000004E-2,6.5000000000000002E-2,6.0000000000000001E-3,5.7704600000000002E-2,1.4986000000000001E-3,1.6509999999999999E-3,1.5239999999999999E-4,1.46569684E-3,0.72272017712689296,3.0882240813648296E-2,0.10313520865423929,9.4871440334753636,1,9.4871440334753636,4.0637186934885904E-2,3.3322942653258112,6.0986965216192157,1.7480307925604792,11.626026001055729,25.586670574374462,5.0995060325186152,{"$f":"$BT$299*$B$9^$BU$299","v":58.937369552607308},null,null,null,null,null,null,null,null,null,null,null,null,null,null,"T4",{"$f":"1/(3.1415*$T$152*$X$152*AZ192)","v":6.8218301608703165},{"$f":"1/(3.1415*$T$152*$X$152*BA192)","v":5.7384207153441587},{"$f":"1/(3.1415*$T$152*$X$152*BB192)","v":4.8273833822019814},4.363223229805449,4.0612927290913978,3.8416024119841317,3.6709803649722552,3.5326662619117588,3.4170867335106729,3.3182921168544328,3.2323488141949981,3.1565298473758183,3.0888723857445326,3.0279198591998715,2.9725637060364134,2.9219420583480935,2.8753725357579416,2.8323062983359586,2.792295806366127,2.7549716800105002,{"$f":"EXP(INDEX(LINEST(LN(AZ140:BS140),LN(AZ198:BS198)),1,2))","v":6.8592330374448493E-2},{"$f":"INDEX(LINEST(LN(AZ140:BS140),LN(AZ198:BS198),,),1)","v":1.6046142385774289}]
[16,4.5199999999999996,4.76,4.8099999999999996,14.829396325459317,15.616797900262467,15.780839895013122,1.4829396325459317E-2,1.5616797900262467E-2,1.5780839895013121E-2,5.7000000000000002E-2,5.8000000000000003E-2,1.4478E-3,1.4732E-3,6.5999999999999989E-2,7.1999999999999995E-2,6.0000000000000001E-3,6.4526799999999995E-2,1.6763999999999998E-3,1.8287999999999998E-3,1.5239999999999999E-4,1.6389807199999999E-3,0.71420032247718701,2.3843270997375321E-2,9.3058936228088765E-2,9.1313301936346249,1,9.1313301936346249,4.2349702054315069E-2,3.3282453703989576,5.72726579920033,1.7468321318463547,10.912179558481689,29.97602805456874,5.9822378251188963,{"$f":"$BT$303*$B$9^$BU$303","v":45.010907157339929},null,null,null,null,null,null,null,null,null,null,null,null,null,null,"i max",{"$f":"(AZ140/($W$152*$U$152+$W$152*AZ197))^(1/2)","v":14.474238834023703},{"$f":"(BA140/($W$152*$U$152+$W$152*BA197))^(1/2)","v":22.304304037234775},{"$f":"(BB140/($W$152*$U$152+$W$152*BB197))^(1/2)","v":34.3649786657069},44.248082437455921,52.937799045461958,60.835466036611386,68.154169635561516,75.023900258932159,81.53120844462903,87.737324659434861,93.687545429464024,99.416550311061016,104.95162370763884,110.31471285362259,115.52379944283075,120.59384637742869,125.53747072500765,130.36543417315022,135.08700826336661,139.71025153098492]
[14,2.88,3,3.06,9.4488188976377945,9.8425196850393704,10.039370078740157,9.4488188976377951E-3,9.8425196850393699E-3,1.0039370078740157E-2,7.1999999999999995E-2,7.2999999999999995E-2,1.8287999999999998E-3,1.8541999999999999E-3,8.299999999999999E-2,8.8999999999999996E-2,6.0000000000000001E-3,8.114579999999999E-2,2.1081999999999997E-3,2.2605999999999998E-3,1.5239999999999999E-4,2.0611033199999995E-3,0.71377316564425286,1.5168484251968503E-2,7.522314074706353E-2,8.4493862484083113,1,8.4493862484083113,4.7343561021704117E-2,3.3166275366407332,5.024783414906298,1.7433688572343788,9.5592708166022931,39.844064912757922,7.9816943346112197,{"$f":"$BT$307*$B$9^$BU$307","v":28.133434925579778},null,null,null,null,null,null,null,null,null,null,null,null,null,"55A08111"]
[12,1.9,1.98,2.02,6.2335958005249346,6.4960629921259843,6.6272965879265096,6.2335958005249343E-3,6.4960629921259842E-3,6.62729658792651E-3,8.8999999999999996E-2,0.09,2.2605999999999998E-3,2.2859999999999998E-3,0.10199999999999999,0.108,6.0000000000000001E-3,9.9713999999999997E-2,2.5907999999999999E-3,2.7431999999999999E-3,1.5239999999999999E-4,2.5327355999999997E-3,0.71211969246433593,1.0013182414698164E-2,6.1959211027500453E-2,7.886932917244625,1,7.886932917244625,5.2612375925863847E-2,3.3046643470873591,4.4521517829596196,1.7397656903091985,8.4568096421956902,51.722995172392785,10.401409203504834,{"$f":"$BT$311*$B$9^$BU$311","v":18.239440294454027},null,null,null,null,null,null,null,null,null,null,null,null,null,null,"ΔT",5,10,20,30,40,50,60,70,80,90,100,110,120,130,140,150,160,170,180,190]
[10,1.19,1.24,1.26,3.9041994750656168,4.0682414698162734,4.1338582677165352,3.9041994750656167E-3,4.0682414698162738E-3,4.1338582677165354E-3,0.112,0.114,2.8447999999999998E-3,2.8955999999999999E-3,0.123,0.129,6.0000000000000001E-3,0.1201044,3.1241999999999997E-3,3.2766000000000002E-3,1.5239999999999999E-4,3.0506517599999997E-3,0.68715777938468137,6.2458464566929129E-3,5.1856832839573784E-2,{"$f":"$N$135/(T201)^$N$136+$N$137","v":7.4162461234440595},1,7.4162461234440595,5.6415397292403614E-2,3.296209271412085,3.9741165358265982,1.7371965445274844,7.5406089266812151,68.962596343112708,13.9058984287085,{"$f":"$BT$315*$B$9^$BU$315","v":11.311699602180148},null,null,null,null,null,null,null,null,null,null,null,null,null,null,null,1,2,2,2,2,2,2,2,2,2,2,2,2,2,2,2,2,2,2,2,"a","b","a*x^b"]
[8,0.65800000000000003,0.69399999999999995,0.70099999999999996,2.1587926509186355,2.2769028871391077,2.2998687664041992,2.1587926509186355E-3,2.2769028871391078E-3,2.2998687664041993E-3,0.16900000000000001,0.17299999999999999,4.2925999999999997E-3,4.3941999999999991E-3,null,null,6.0000000000000001E-3,null,null,null,null,null,null,null,null,null,null,null,null,null,null,null,null,"-","-","-",null,null,null,null,null,null,null,null,null,null,null,null,null,28,"teta",{"$f":"(AZ200/(1+$U$167*AZ201))^(1/4)","v":1.4877823886645962},{"$f":"(BA200/(1+$U$167*BA201))^(1/4)","v":1.760506531090861},2.0936068927820108,2.3169568952018214,2.4897322129151065,2.6325712955987179,2.75534162492862,2.8635986601882686,2.9608072620501145,3.049286758906208,3.1306725154779267,3.2061645791413791,3.2766718646282733,3.3429007188093354,3.4054119012081485,3.4646586693821462,3.5210130621817219,3.5747845386237902,3.6262335093748499,3.6755813630875105]
[6,0.41799999999999998,0.436,0.44500000000000001,1.3713910761154855,1.4304461942257218,1.4599737532808399,1.3713910761154855E-3,1.4304461942257218E-3,1.4599737532808399E-3,0.21299999999999999,0.217,5.4101999999999996E-3,5.5117999999999999E-3,null,null,6.0000000000000001E-3,null,null,null,null,null,null,null,null,null,null,null,null,null,null,null,null,"-","-","-",null,null,null,null,null,null,null,null,null,null,null,null,null,null,null,{"$f":"(AZ200/(1+$U$167*AZ202))^(1/4)","v":1.4841602415265513},{"$f":"(BA200/(1+$U$167*BA202))^(1/4)","v":1.7625882671072315},2.0926432530663086,2.3133557526628095,2.4837657578506946,2.624436651835675,2.7451903790930667,2.8515523534263183,2.9469663506608876,3.0337362049037999,3.1134854830697987,3.1874049926457553,3.2563962443617722,3.3211595387762713,3.3822506185159074,3.4401185214154735,3.4951316952111076,3.5475965113345236,3.5977707017845986,3.6458733126810783]
[4,0.26400000000000001,0.27500000000000002,0.28000000000000003,0.86614173228346458,0.90223097112860906,0.91863517060367461,8.6614173228346462E-4,9.0223097112860913E-4,9.1863517060367464E-4,0.26800000000000002,0.27400000000000002,6.8072000000000002E-3,6.9596000000000007E-3,null,null,6.0000000000000001E-3,null,null,null,null,null,null,null,null,null,null,null,null,null,null,null,null,"-","-","-",null,null,null,null,null,null,null,null,null,null,null,null,null,null,"T4",{"$f":"1/(3.1415*$L$167*$T$167*AZ203)","v":19.977766195109616},{"$f":"1/(3.1415*$L$167*$T$167*BA203)","v":16.821969631034097},14.168782116994382,12.816967847321244,11.93760168710612,11.29774128118348,10.800783263378058,10.397917564328878,10.061263948482308,9.7734952212943238,9.5231554675696426,9.3023027728532384,9.1052206415703161,8.9276669654418068,8.7664131507513865,8.6189490614105271,8.4832872941298358,8.3578293660405993,8.2412718205158271,8.1325388345682512,{"$f":"EXP(INDEX(LINEST(LN(AZ200:BS200),LN(AZ205:BS205)),1,2))","v":6.5424541328033543},{"$f":"INDEX(LINEST(LN(AZ200:BS200),LN(AZ205:BS205),,),1)","v":1.6195082925873452}]
[2,0.17,0.17699999999999999,0.18099999999999999,0.55774278215223105,0.5807086614173228,0.59383202099737531,5.5774278215223107E-4,5.807086614173228E-4,5.9383202099737536E-4,0.34,0.34,8.6359999999999996E-3,8.6359999999999996E-3,null,null,6.0000000000000001E-3,null,null,null,null,null,null,null,null,null,null,null,null,null,null,null,null,"-","-","-",null,null,null,null,null,null,null,null,null,null,null,null,null,null,"i max",{"$f":"(AZ200/($P$167*$O$167+$P$167*(AZ204+$Q$167)))^(1/2)","v":0.84514520663416193},{"$f":"(BA200/($P$167*$O$167+$P$167*(BA204+$Q$167)))^(1/2)","v":1.2989186337202125},1.9950593044703253,2.5635103061810582,3.0620731503473628,3.5142956627430082,3.9326712858313648,4.3248169463183803,4.6958015689195047,5.0492095566037172,5.3876914635356172,5.7132758275395572,6.0275580657173169,6.3318210996850821,6.6271157298261549,6.9143160987866388,7.1941591061721919,7.4672731278342424,7.7341993981954253,7.9954082319413899]
[1,0.13900000000000001,0.14399999999999999,0.14899999999999999,0.45603674540682421,0.47244094488188976,0.48884514435695536,4.5603674540682421E-4,4.7244094488188977E-4,4.8884514435695533E-4,0.38,0.38,9.6519999999999991E-3,9.6519999999999991E-3,null,null,6.0000000000000001E-3,null,null,null,null,null,null,null,null,null,null,null,null,null,null,null,null,"-","-","-",null,null,null,null,null,null,null,null,null,null,null,null,null,26,"teta",{"$f":"(AZ200/(1+$U$168*AZ201))^(1/4)","v":1.487778747449289},{"$f":"(BA200/(1+$U$168*BA201))^(1/4)","v":1.760498083459723},2.0935968467989565,2.3169457774940097,2.4897202661605808,2.632558663443791,2.7553284036713874,2.8635849194694578,2.9607930548846317,3.0492721271798735,3.1306574932294104,3.206149194651033,3.2766561418151032,3.3428846782030068,3.4053955606475732,3.46464204453132,3.5209961669194456,3.5747673853439546,3.6262161092217879,3.6755637261432419]
[0,0.108,0.113,0.11600000000000001,0.3543307086614173,{"$f":"C207*(1000/304.8)","v":0.37073490813648297},0.38057742782152232,3.5433070866141729E-4,{"$f":"C207*(1000/304.8)*(1/1000)","v":3.7073490813648296E-4},3.8057742782152235E-4,0.42499999999999999,0.42499999999999999,1.0794999999999999E-2,1.0794999999999999E-2,null,null,6.0000000000000001E-3,null,null,null,null,null,null,null,null,null,null,null,null,null,null,null,null,"-","-","-",null,null,null,null,null,null,null,null,null,null,null,null,null,null,null,{"$f":"(AZ200/(1+$U$168*AZ206))^(1/4)","v":1.484154916717989},{"$f":"(BA200/(1+$U$168*BA206))^(1/4)","v":1.7625808606540698},2.0926328644293486,2.3133430987245305,2.4837512078741875,2.6244204409504661,2.745172673830599,2.8515332796614898,2.9469460078309488,3.033714674114373,3.113462832100292,3.1873812792297573,3.2563715184385669,3.3211338440943328,3.3822239938099909,3.4400910012927661,3.4951033108328002,3.5475672909497442,3.5977406711554205,3.645842495425589,null,null,null,null,null,null,null,null,null,null,null,null,null,null,null,null,null,null,null,null,null,null,null,null,null,null,null,null,null,null,null,null,null,null,null,null,null,null,null,"source:https://www.is-rayfast.com/news/wire-cable/temperature-rise-by-current/"]
["00",8.5000000000000006E-2,8.8999999999999996E-2,9.0999999999999998E-2,0.27887139107611553,0.29199475065616798,0.29855643044619423,2.7887139107611554E-4,2.9199475065616799E-4,2.9855643044619426E-4,0.47499999999999998,0.47499999999999998,1.2064999999999999E-2,1.2064999999999999E-2,null,null,6.0000000000000001E-3,null,null,null,null,null,null,null,null,null,null,null,null,null,null,null,null,"-","-","-",null,null,null,null,null,null,null,null,null,null,null,null,null,null,"T4",{"$f":"1/(3.1415*$L$168*$T$168*AZ207)","v":18.439801023419523},{"$f":"1/(3.1415*$L$168*$T$168*BA207)","v":15.526959337374045},13.078032853924661,11.830290702360001,11.018624275026733,10.428024765078421,9.9693260147533813,9.5974756975160869,9.2867399943824918,9.0211256799220383,8.7900587956425991,8.5862088513059707,8.4042994471749459,8.240415062125436,8.0915756621372257,7.9554643589151963,7.8302467533322959,7.7144474248669548,7.6068632660564619,7.5065012782497638,{"$f":"EXP(INDEX(LINEST(LN(AZ200:BS200),LN(AZ209:BS209)),1,2))","v":4.065592308171154},{"$f":"INDEX(LINEST(LN(AZ200:BS200),LN(AZ209:BS209),,),1)","v":1.6195172205579778}]
["000",6.8000000000000005E-2,7.0999999999999994E-2,7.0999999999999994E-2,0.2230971128608924,0.23293963254593175,0.23293963254593175,2.2309711286089241E-4,2.3293963254593174E-4,2.3293963254593174E-4,0.54,0.54,1.3716000000000001E-2,1.3716000000000001E-2,null,null,6.0000000000000001E-3,null,null,null,null,null,null,null,null,null,null,null,null,null,null,null,null,"-","-","-",null,null,null,null,null,null,null,null,null,null,null,null,null,null,"i max",{"$f":"(AZ200/($P$168*$O$168+$P$168*(AZ208+$Q$168)))^(1/2)","v":1.1337325377243821},{"$f":"(BA200/($P$168*$O$168+$P$168*(BA208+$Q$168)))^(1/2)","v":1.7424508435195434},2.6762925321795539,3.4388426267266055,4.1076400802951891,4.7142735580040691,5.2755026106241241,5.8015450960457242,6.2992008085757227,6.7732781044150716,7.2273326119941546,7.6640855452654524,8.0856771010900808,8.4938282740769164,8.889948676014189,9.2752109383228483,9.6506035855664187,10.016969561416294,10.375034912324711,10.725430548377773,null,null,null,null,null,null,null,null,null,null,null,null,null,null,null,null,null,null,null,null,null,null,null,null,null,null,null,null,null,null,null,null,null,null,null,null,null,null,null,"source:","https://docs.rs-online.com/0c7e/0900766b806a6167.pdf"]
["0000",5.3999999999999999E-2,5.6000000000000001E-2,5.6000000000000001E-2,0.17716535433070865,0.18372703412073491,0.18372703412073491,1.7716535433070864E-4,1.8372703412073492E-4,1.8372703412073492E-4,0.60499999999999998,0.60499999999999998,1.5366999999999999E-2,1.5366999999999999E-2,null,null,6.0000000000000001E-3,null,null,null,null,null,null,null,null,null,null,null,null,null,null,null,null,"-","-","-",null,null,null,null,null,null,null,null,null,null,null,null,null,24,"teta",{"$f":"(AZ200/(1+$U$169*AZ201))^(1/4)","v":1.4876656313626981},{"$f":"(BA200/(1+$U$169*BA201))^(1/4)","v":1.7602357032217857},2.0932848223531657,2.3166004656813479,2.4893492044695913,2.6321663134747753,2.7549177564068761,2.8631581379241759,2.9603517856816017,3.0488176712768649,3.1301909078546855,3.2056713581816503,3.2761677971663903,3.3423864630186202,3.4048880289973722,3.464125682933116,3.5204714064435714,3.5742346109399663,3.6256756670284749,3.6750159293043367]
[null,null,null,null,null,null,null,null,null,null,null,null,null,null,null,null,null,null,null,null,null,null,null,null,null,null,null,null,null,null,null,null,null,"-","-","-",null,null,null,null,null,null,null,null,null,null,null,null,null,null,null,{"$f":"(AZ200/(1+$U$169*AZ210))^(1/4)","v":1.4839895270029002},{"$f":"(BA200/(1+$U$169*BA210))^(1/4)","v":1.7623508428675083},2.0923102504509585,2.3129501528530492,2.4832993979072446,2.6239170688383577,2.7446229110892171,2.8509410351692406,2.9463143694264318,3.0330461603423382,3.1127595476614744,3.1866450168566569,3.2556038288176063,3.3203360856632518,3.3813973693122756,3.4392365852971363,3.4942220708990486,3.5466601042097872,3.5968083375115851,3.6448857482042225]
["KZ04",null,null,null,null,null,null,null,null,null,null,null,null,"PTFE","rho=",7.5,null,null,null,null,null,null,null,"I max",{"$f":"\"I max \"&B10&\"°C\"","v":"I max 10°C"},"Échauffement",null,null,null,null,null,null,null,null,null,null,null,null,null,null,null,null,null,null,null,null,null,null,null,null,"T4",{"$f":"1/(3.1415*$L$169*$T$169*AZ211)","v":17.173307355377037},{"$f":"1/(3.1415*$L$169*$T$169*BA211)","v":14.460802945408377},12.180319937680647,11.018399262926339,10.262559673979878,9.7125814539039315,9.2854315820265256,8.9391565609383186,8.6497926099931561,8.4024465544253122,8.1872717340237671,7.9974418627023933,7.8280434596482307,7.6754303184614692,7.5368273751761556,7.4100770991826366,7.2934712626390716,7.1856359252276247,7.0854507296357472,6.9919909758316727,{"$f":"EXP(INDEX(LINEST(LN(AZ200:BS200),LN(AZ213:BS213)),1,2))","v":2.6554675005144506},{"$f":"INDEX(LINEST(LN(AZ200:BS200),LN(AZ213:BS213),,),1)","v":1.6197943643561385}]
["AWG",null,"Ohm/km","Ohm/m","mm","mm","mm","mm","m","m","m","m","m",200,{"$f":"AJ6","v":10},"h",null,null,null,null,null,null,null,null,null,null,null,null,null,null,null,null,null,null,null,null,null,null,null,null,null,null,null,null,null,null,null,null,null,null,"i max",{"$f":"(AZ200/($P$169*$O$169+$P$169*(AZ212+$Q$169)))^(1/2)","v":1.4746528546065696},{"$f":"(BA200/($P$169*$O$169+$P$169*(BA212+$Q$169)))^(1/2)","v":2.2663046419951871},3.4806953606127204,4.472269973616755,5.3418943877246736,6.1306596388806129,6.8603664922982208,7.5443061393871611,8.1913235275363441,8.8076731489887994,9.3979799654288367,9.9657835518178679,10.513867714747651,11.044470979321469,11.559426838661658,12.060260534738912,12.5482578345652,13.024515143325482,13.489976814863294,13.945463457144033]
[null,null,null,null,"Ø nominal","Ø min","Ø max","moyenne","Ø nominal","Ø min","Ø max","moyenne","2*ep isolant","R'","T1",null,"hi/hg","hg","Ka","teta max","T4 max",{"$f":"\"teta \" &$B$10&\"°C\"","v":"teta 10°C"},{"$f":"\"T4 \"&$B$10&\"°C\"","v":"T4 10°C"},null,null,null,null,null,null,null,null,null,null,null,null,null,null,null,null,null,null,null,null,null,null,null,null,null,null,22,"teta",{"$f":"(AZ200/(1+$U$170*AZ201))^(1/4)","v":1.4878139033640698},{"$f":"(BA200/(1+$U$170*BA201))^(1/4)","v":1.7605796494436532},2.093693845647389,2.3170531243658012,2.4898356178812837,2.6326806330384507,2.7554560613350958,2.8637175927871503,2.9609302319716191,3.0494134036082103,3.130802540339193,3.2062977393817236,3.27680795321707,3.3430395580523551,3.4055533367009443,3.4648025655452219,3.5211592988873068,3.5749330085967412,3.6263841161555481,3.6757340194111743]
[32,"KZ04-01",546,{"$f":"C215*(1/1000)","v":0.54600000000000004},0.24,0.48,0.57999999999999996,{"$f":"AVERAGE(F215:G215)","v":0.53},{"$f":"E215*0.001","v":2.4000000000000001E-4},{"$f":"F215*0.001","v":4.8000000000000001E-4},5.8E-4,5.3000000000000009E-4,{"$f":"L215-I215","v":2.9000000000000011E-4},{"$f":"D215*(1+(3.93*10^-3)*($N$213-20))","v":0.93224040000000008},{"$f":"($P$212/(2*3.1415))*LN(1+M215/I215)","v":0.94569244374205375},{"$f":"$N$135/(L215)^$N$136+$N$137","v":14.946795040129009},{"$f":"IF($J$136=$AY$29,$BB$29,IF($J$136=$AY$30,$BB$30,IF($J$136=$AY$31,$BB$31,IF($J$136=$AY$32,$BB$32,IF($J$136=$AY$33,$BB$33,IF($J$136=$AY$34,$BB$34,IF($J$136=$AY$35,$BB$35,IF($J$136=$AY$36,$BB$36,$BB$37))))))))","v":1},{"$f":"P215/Q215","v":14.946795040129009},{"$f":"(3.1415*L215*R215*O215)/1","v":2.3534822752117032E-2},{"$f":"BZ81","v":3.6372301751081646},{"$f":"1/(3.1415*L215*R215*T215)","v":11.047606621981187},{"$f":"BZ107","v":1.7603239283686447},{"$f":"1/(3.1415*L215*R215*V215)","v":22.826871532351145},{"$f":"(($N$213-$O$213)/(N215*O215+N215*(U215)))^(1/2)","v":4.12233715678145},{"$f":"($B$10/(N215*O215+N215*(W215)))^(1/2)","v":0.67173507791182474},{"$f":"$BT$322*$B$9^$BU$322","v":1541.0737922049282},null,null,null,null,null,null,null,null,null,null,null,null,null,null,null,null,null,null,null,null,null,null,null,null,null,{"$f":"(AZ200/(1+$U$170*AZ214))^(1/4)","v":1.4842063300663313},{"$f":"(BA200/(1+$U$170*BA214))^(1/4)","v":1.7626523755618158},2.0927331762323407,2.3134652854230464,2.4838917039383364,2.6245769759994606,2.7453436398479552,2.851717461201102,2.9471424447237271,3.0339225831987164,3.1136815588909421,3.1876102662430075,3.2566102834520816,3.3213819646639804,3.3824810959040899,3.4403567507354613,3.4953774067228998,3.5478494605050868,3.5980306656090182,3.6461400867129878]
[30,"KZ04-02",349,{"$f":"C216*(1/1000)","v":0.34900000000000003},0.3,0.56000000000000005,0.66,{"$f":"AVERAGE(F216:G216)","v":0.6100000000000001},{"$f":"E216*0.001","v":2.9999999999999997E-4},5.6000000000000006E-4,6.6E-4,6.1000000000000008E-4,{"$f":"L216-I216","v":3.1000000000000011E-4},{"$f":"D216*(1+(3.93*10^-3)*($N$213-20))","v":0.59588260000000004},{"$f":"($P$212/(2*3.1415))*LN(1+M216/I216)","v":0.84713888569690776},{"$f":"$N$135/(L216)^$N$136+$N$137","v":14.09175678759428},1,{"$f":"P216/Q216","v":14.09175678759428},{"$f":"(3.1415*L216*R216*O216)/1","v":2.2876345940804246E-2},3.6392011702767304,{"$f":"1/(3.1415*L216*R216*T216)","v":10.175643857002887},1.7608093894336077,{"$f":"1/(3.1415*L216*R216*V216)","v":21.030791438837003},5.3783718432536158,0.87582337210518724,{"$f":"$BT$326*$B$9^$BU$326","v":1000.4805432542704},null,null,null,null,null,null,null,null,null,null,null,null,null,null,null,null,null,null,null,null,null,null,null,null,"T4",{"$f":"1/(3.1415*$L$170*$T$170*AZ215)","v":16.102339411160251},{"$f":"1/(3.1415*$L$170*$T$170*BA215)","v":13.558654227157604},11.420086590277888,10.33047447632236,9.6216731369677753,9.1059223263282636,8.7053561295678854,8.3806318150657919,8.1092768779152031,7.8773249572252686,7.6755421615539978,7.4975270145207418,7.3386718098755468,7.1955572521266618,7.0655809760062196,6.9467197196370876,6.8373715630688814,6.7362480705475631,6.6422986083347695,6.5546560237804359,{"$f":"EXP(INDEX(LINEST(LN(AZ200:BS200),LN(AZ217:BS217)),1,2))","v":1.7073559331338914},{"$f":"INDEX(LINEST(LN(AZ200:BS200),LN(AZ217:BS217),,),1)","v":1.6194310035919859}]
[28,"KZ04-03",201,0.20100000000000001,0.39,0.63,0.73,0.67999999999999994,3.9000000000000005E-4,6.3000000000000003E-4,7.2999999999999996E-4,6.7999999999999994E-4,2.8999999999999989E-4,0.34318740000000003,0.66363129760440076,13.470992338286871,1,13.470992338286871,1.9097320009884889E-2,3.6506575622543482,9.5188248738380441,1.7636136065258796,19.703845491363143,7.3736897146426346,1.1960951178800592,{"$f":"$BT$330*$B$9^$BU$330","v":598.51020075213512},null,null,null,null,null,null,null,null,null,null,null,null,null,null,null,null,null,null,null,null,null,null,null,null,"i max",{"$f":"(AZ200/($P$170*$O$170+$P$170*(AZ216+$Q$170)))^(1/2)","v":1.937276916300285},{"$f":"(BA200/($P$170*$O$170+$P$170*(BA216+$Q$170)))^(1/2)","v":2.97747616568655},4.5732950078237398,5.876424196295952,7.0193548985353509,8.0560631461627654,9.0151863700674042,9.91418412592175,10.764675461162611,11.574876606767226,12.350863223436123,13.097285181791513,13.817799548369253,14.515347082895047,15.19233647249942,15.850771465567242,16.492341218528487,17.118486126597592,17.730446836690184,18.329301431093462]
[26,"KZ04-04",132,0.13200000000000001,0.48,0.74,0.84,0.79,4.8000000000000001E-4,7.3999999999999999E-4,8.4000000000000003E-4,7.9000000000000001E-4,3.1E-4,0.22537680000000002,0.59475589872568524,12.667736970989889,1,12.667736970989889,1.8698292558911471E-2,3.6518818975735665,8.7100386766575717,1.7639115235870337,18.032668954828083,9.5185062973630252,1.5433662033382582,{"$f":"$BT$334*$B$9^$BU$334","v":395.89037894096475},null,null,null,null,null,null,null,null,null,null,null,null,null,null,null,null,null,null,null,null,null,null,null,20,"teta",{"$f":"(AZ200/(1+$U$171*AZ201))^(1/4)","v":1.4872407241399095},{"$f":"(BA200/(1+$U$171*BA201))^(1/4)","v":1.7592509574882691},2.092113755720399,2.3153044674121008,2.4879565636977632,2.630693775142348,2.753376546044056,2.861556373594806,2.9586956473671004,3.0471120416338771,3.128439754792649,3.2038779783591367,3.2743349788372087,3.3405165993388883,3.4029831994603277,3.4621877135007324,3.5185019149765377,3.5722350422019451,3.6236473201214743,3.672959979495817]
[24,"KZ04-05",86,8.6000000000000007E-2,0.6,0.86,0.96,0.90999999999999992,5.9999999999999995E-4,8.5999999999999998E-4,9.6000000000000002E-4,9.0999999999999989E-4,3.0999999999999995E-4,0.14683640000000001,0.49719275540515995,11.963406389911039,1,11.963406389911039,1.7004274375961293E-2,3.6571115139632471,7.9951843998738905,1.7651802048467968,16.564473612809334,12.343698336747794,1.9978938645284534,{"$f":"$BT$338*$B$9^$BU$338","v":259.94379325852714},null,null,null,null,null,null,null,null,null,null,null,null,null,null,null,null,null,null,null,null,null,null,null,null,null,{"$f":"(AZ200/(1+$U$171*AZ218))^(1/4)","v":1.4833687440693479},{"$f":"(BA200/(1+$U$171*BA218))^(1/4)","v":1.7614879690261822},2.0911003572159261,2.3114767696875829,2.4816055410666045,2.6220301246748017,2.7425622735717621,2.8487213618473723,2.9439472381791782,3.0305410137985618,3.110124276334775,3.1838863412902354,3.252727561856342,3.3173473192316028,3.378300611515662,3.4360358636329709,3.4909210116358498,3.5432619945697104,3.5933161751653175,3.6413022812218929]
[22,"KZ04-06",54.4,5.4399999999999997E-2,0.75,1.01,1.1100000000000001,1.06,7.5000000000000002E-4,1.01E-3,1.1100000000000001E-3,1.0600000000000002E-3,3.1000000000000016E-4,9.2882560000000003E-2,0.4129607439627847,11.257279194092291,1,11.257279194092291,1.5480505433849896E-2,3.661860226757284,7.2848710748109395,1.7663268335202438,15.10262944527646,16.301422472034677,2.6342000978150391,{"$f":"$BT$342*$B$9^$BU$342","v":165.86664411526627},null,null,null,null,null,null,null,null,null,null,null,null,null,null,null,null,null,null,null,null,null,null,null,null,"T4",{"$f":"1/(3.1415*$L$171*$T$171*AZ219)","v":14.705259737490668},{"$f":"1/(3.1415*$L$171*$T$171*BA219)","v":12.383463896193579},10.431504443458255,9.4369638293891871,8.7900040143525882,8.3192494482573824,7.9536289397019262,7.6572328063244903,7.4095494596929496,7.1978312019851769,7.0136498512277088,6.8511624881607638,6.7061634438164086,6.5755317634536068,6.4568921408768922,6.3483978438314477,6.2485867183208859,6.1562827421301272,6.0705269463273748,5.9905278340954693,{"$f":"EXP(INDEX(LINEST(LN(AZ200:BS200),LN(AZ221:BS221)),1,2))","v":1.0632128235076945},{"$f":"INDEX(LINEST(LN(AZ200:BS200),LN(AZ221:BS221),,),1)","v":1.6208318387318452}]
[20,"KZ04-07",31.3,3.1300000000000001E-2,1,1.3,1.4,1.35,1E-3,1.3000000000000002E-3,1.4E-3,1.3500000000000001E-3,3.5000000000000005E-4,5.3441620000000002E-2,0.35823403523436831,10.242800282301351,1,10.242800282301351,1.5561676484118171E-2,3.6616061834300275,6.2869329677065355,1.7662656217503039,13.033301642678245,23.130447934664712,3.7380490975034504,{"$f":"$BT$346*$B$9^$BU$346","v":94.261676678418695},null,null,null,null,null,null,null,null,null,null,null,null,null,null,null,null,null,null,null,null,null,null,null,null,"i max",{"$f":"(AZ200/($P$171*$O$171+$P$171*(AZ220+$Q$171)))^(1/2)","v":2.5929309231132738},{"$f":"(BA200/($P$171*$O$171+$P$171*(BA220+$Q$171)))^(1/2)","v":3.984181897673718},6.1177546052667697,7.8594374001637881,9.3866551403056668,10.771682232453594,12.052861566085038,13.253568429518459,14.389357859896021,15.471228841070165,16.507314449364202,17.503838908665742,18.465697318145043,19.396825845106804,20.30044838307689,21.179246757839092,22.035481680216478,22.87108087567432,23.687704697954043,24.486795905843518]
[18,null,null,null,null,null,null,null,null,null,null,null,null,null,null,null,null,null,null,null,null,null,null,"-","-","-",null,null,null,null,null,null,null,null,null,null,null,null,null,null,null,null,null,null,null,null,null,null,null,18,"teta",{"$f":"(AZ200/(1+$U$172*AZ201))^(1/4)","v":1.4862439508305028},{"$f":"(BA200/(1+$U$172*BA201))^(1/4)","v":1.756946157436668},2.0893728711003767,2.3122711799591373,2.484697084206231,2.6272472951942283,2.7497693390231435,2.8578074398514719,2.9548194511645649,3.043120010843217,3.1243411763166304,3.1996805680360589,3.2700452625826517,3.3361401783412141,3.3985249407790814,3.4576518908048497,3.5138923148733361,3.5675550461646814,3.6188999687019114,3.6681480234106223]
[16,null,null,null,null,null,null,null,null,null,null,null,null,null,null,null,null,null,null,null,null,null,null,"-","-","-",null,null,null,null,null,null,null,null,null,null,null,null,null,null,null,null,null,null,null,null,null,null,null,null,null,{"$f":"(AZ200/(1+$U$172*AZ222))^(1/4)","v":1.481915462925059},{"$f":"(BA200/(1+$U$172*BA222))^(1/4)","v":1.7594709389061358},2.0882742325652992,2.3080368569098924,2.4776523717604517,2.6176276800649103,2.7377558498803838,2.8435451847280935,2.9384283364645487,3.0247014273421469,3.1039824190493603,3.1774578942672709,3.2460260862537602,3.3103846926950169,3.3710873484931243,3.4285813564869345,3.4832337160641869,3.5353495748446933,3.5851856197286733,3.6329599959825565]
[14,null,null,null,null,null,null,null,null,null,null,null,null,null,null,null,null,null,null,null,null,null,null,"-","-","-",null,null,null,null,null,null,null,null,null,null,null,null,null,null,null,null,null,null,null,null,null,null,null,null,"T4",{"$f":"1/(3.1415*$L$172*$T$172*AZ223)","v":13.092499394681731},{"$f":"1/(3.1415*$L$172*$T$172*BA223)","v":11.027165537259771},9.2909144779715334,8.4062684021831888,7.8307907608241685,7.4120462008694501,7.0868179506085358,6.8231647611997044,6.6028417506549966,6.4145099168894362,6.2506724207729141,6.1061319919677395,5.9771476832792985,5.8609433955304118,5.7554062815929452,5.658893660086834,5.5701049320453651,5.4879940131997138,5.4117078888607644,5.340542511552882,{"$f":"EXP(INDEX(LINEST(LN(AZ200:BS200),LN(AZ225:BS225)),1,2))","v":0.66577642868677167},{"$f":"INDEX(LINEST(LN(AZ200:BS200),LN(AZ225:BS225),,),1)","v":1.6232436452090484}]
[12,null,null,null,null,null,null,null,null,null,null,null,null,null,null,null,null,null,null,null,null,null,null,"-","-","-",null,null,null,null,null,null,null,null,null,null,null,null,null,null,null,null,null,null,null,null,null,null,null,null,"i max",{"$f":"(AZ200/($P$172*$O$172+$P$172*(AZ224+$Q$172)))^(1/2)","v":3.4538509925064802},{"$f":"(BA200/($P$172*$O$172+$P$172*(BA224+$Q$172)))^(1/2)","v":5.3047491625647742},8.1413614348595384,10.455648165083506,12.48415569396022,14.323224526158389,16.02395825797862,17.617508181721007,19.124601905206717,20.559894718410494,21.934222495860528,23.255877334975775,24.531380218270328,25.765974380981994,26.963954023911352,28.12889113081291,29.26379664370868,30.371237894975099,31.453426033675228,32.512282347752198]
[10,null,null,null,null,null,null,null,null,null,null,null,null,null,null,null,null,null,null,null,null,null,null,"-","-","-",null,null,null,null,null,null,null,null,null,null,null,null,null,null,null,null,null,null,null,null,null,null,null,16,"teta",{"$f":"(AZ200/(1+$U$173*AZ201))^(1/4)","v":1.4860745194775136},{"$f":"(BA200/(1+$U$173*BA201))^(1/4)","v":1.7565551206305086},2.0889078473482638,2.3117565465804431,2.4841440746515735,2.626662558782725,2.7491573333475823,2.8571713885478118,2.9541618082675014,3.0424427152273195,3.1236458036156698,3.1989684273339893,3.269317461078852,3.335397666344067,3.3977685440432621,3.4568823344092432,3.5131102412610171,3.5667610290429015,3.6180945239365259,3.6673316176935074]
[8,null,null,null,null,null,null,null,null,null,null,null,null,null,null,null,null,null,null,null,null,null,null,"-","-","-",null,null,null,null,null,null,null,null,null,null,null,null,null,null,null,null,null,null,null,null,null,null,null,null,null,{"$f":"(AZ200/(1+$U$173*AZ226))^(1/4)","v":1.481668849711137},{"$f":"(BA200/(1+$U$173*BA226))^(1/4)","v":1.7591290754660633},2.0877955260081023,2.3074544159977308,2.4769832321471723,2.6168826806189087,2.7369426623095947,2.8426696045933721,2.9374949398625767,3.0237139451307629,3.1029439678522222,3.1763711278212403,3.2448932992580799,3.3092078947527495,3.3698683183763913,3.4273216829809483,3.4819348293749273,3.5340127711985594,3.5838120809498957,3.6315508052932639]
[6,null,null,null,null,null,null,null,null,null,null,null,null,null,null,null,null,null,null,null,null,null,null,"-","-","-",null,null,null,null,null,null,null,null,null,null,null,null,null,null,null,null,null,null,null,null,null,null,null,null,"T4",{"$f":"1/(3.1415*$L$173*$T$173*AZ227)","v":12.331995838479711},{"$f":"1/(3.1415*$L$173*$T$173*BA227)","v":10.386920632189426},8.7517833336768316,7.9186544106623566,7.3766886475059987,6.9823283343834657,6.6760383183269987,6.4277375250073989,6.2202435962315468,6.0428778714557199,5.888580096175609,5.7524556650834384,5.6309814849136961,5.5215431214266371,5.4221507674359861,5.3312574011875533,5.2476381621200305,5.1703078827431179,5.0984632218215404,5.0314411303319835,{"$f":"EXP(INDEX(LINEST(LN(AZ200:BS200),LN(AZ229:BS229)),1,2))","v":0.51405690054127962},{"$f":"INDEX(LINEST(LN(AZ200:BS200),LN(AZ229:BS229),,),1)","v":1.6236505766408464}]
[4,null,null,null,null,null,null,null,null,null,null,null,null,null,null,null,null,null,null,null,null,null,null,"-","-","-",null,null,null,null,null,null,null,null,null,null,null,null,null,null,null,null,null,null,null,null,null,null,null,null,"i max",{"$f":"(AZ200/($P$173*$O$173+$P$173*(AZ228+$Q$173)))^(1/2)","v":4.0487963804893079},{"$f":"(BA200/($P$173*$O$173+$P$173*(BA228+$Q$173)))^(1/2)","v":6.2180699494542377},9.5422438571047508,12.254056918720671,14.630843528103364,16.785552881731153,18.778097251515355,20.644996761313369,22.410550966835554,24.09194042926833,25.701868001982842,27.250054363529131,28.744143862473567,30.190282920821318,31.59350539985687,32.957998506968181,34.287291746320157,35.584394587064104,36.851898954463394,38.092056979847534]
[2,null,null,null,null,null,null,null,null,null,null,null,null,null,null,null,null,null,null,null,null,null,null,"-","-","-",null,null,null,null,null,null,null,null,null,null,null,null,null,null,null,null,null,null,null,null,null,null,null,14,"teta",{"$f":"(AZ200/(1+$U$174*AZ201))^(1/4)","v":1.4851909431562906},{"$f":"(BA200/(1+$U$174*BA201))^(1/4)","v":1.7545193143971467},2.0864868520907831,2.3090772749013087,2.481265009865989,2.623618318412865,2.7459711244037304,2.8538599938444675,2.9507380039399309,3.0389165953967709,3.1200255713080529,3.1952608978700945,3.265528398732938,3.331532018588335,3.3938306099014617,3.452875888769289,3.509038628794293,3.5626272365700355,3.6139012371456851,3.6630812662644976]
[1,null,null,null,null,null,null,null,null,null,null,null,null,null,null,null,null,null,null,null,null,null,null,"-","-","-",null,null,null,null,null,null,null,null,null,null,null,null,null,null,null,null,null,null,null,null,null,null,null,null,null,{"$f":"(AZ200/(1+$U$174*AZ230))^(1/4)","v":1.4803847196735025},{"$f":"(BA200/(1+$U$174*BA230))^(1/4)","v":1.7573509029266996},2.0853069227032615,2.3044276225491709,2.4735068411636689,2.6130130441585573,2.7327196577262809,2.838123351661423,2.9326492169994136,3.0185881359669828,3.0975542626939103,3.1707313107346966,3.2390152880905645,3.3031021255994877,3.3635440277170172,3.4207871200207927,3.4751974193170891,3.5270792431162907,3.576688569546429,3.6242429330228574]
[0,null,null,null,null,null,null,null,null,null,null,null,null,null,null,null,null,null,null,null,null,null,null,"-","-","-",null,null,null,null,null,null,null,null,null,null,null,null,null,null,null,null,null,null,null,null,null,null,null,null,"T4",{"$f":"1/(3.1415*$L$174*$T$174*AZ231)","v":10.870180960148778},{"$f":"1/(3.1415*$L$174*$T$174*BA231)","v":9.1569929299210102},7.7168735298827693,6.9831005478440566,6.50576320456811,6.1584268893965879,5.8886573849581207,5.6699613792578427,5.4872058002064525,5.3309855696279422,5.1950824517582479,5.0751855696537627,4.9681919849710052,4.8717990487713152,4.7842542451904411,4.7041950372498711,4.6305426287558484,4.5624293315486266,4.4991475999630506,4.4401134501401271,{"$f":"EXP(INDEX(LINEST(LN(AZ200:BS200),LN(AZ233:BS233)),1,2))","v":0.32105691856264873},{"$f":"INDEX(LINEST(LN(AZ200:BS200),LN(AZ233:BS233),,),1)","v":1.6257586624591482}]
["00",null,null,null,null,null,null,null,null,null,null,null,null,null,null,null,null,null,null,null,null,null,null,"-","-","-",null,null,null,null,null,null,null,null,null,null,null,null,null,null,null,null,null,null,null,null,null,null,null,null,"i max",{"$f":"(AZ200/($P$174*$O$174+$P$174*(AZ232+$Q$174)))^(1/2)","v":5.3974349702907087},{"$f":"(BA200/($P$174*$O$174+$P$174*(BA232+$Q$174)))^(1/2)","v":8.2861585241146862},12.710273090596033,16.317632147116633,19.478234619898387,22.342744739503974,24.991070598786933,27.471916171210797,29.817685080915716,32.051286000229958,34.189655846981466,36.245754553225858,38.229773234603734,40.14990559835416,42.012861877255517,43.824223435248982,45.588694736781342,47.31028692325814,48.992454477140953,50.638198892138078]
["000",null,null,null,null,null,null,null,null,null,null,null,null,null,null,null,null,null,null,null,null,null,null,"-","-","-",null,null,null,null,null,null,null,null,null,null,null,null,null,null,null,null,null,null,null,null,null,null,null,12,"teta",{"$f":"(AZ200/(1+$U$175*AZ201))^(1/4)","v":1.484495241450984},{"$f":"(BA200/(1+$U$175*BA201))^(1/4)","v":1.7529204154070821},2.0845854300356277,2.3069730054911486,2.4790038252293751,2.621227406756776,2.7434687122492853,2.8512592622227055,2.948048987081735,3.0361472211098084,3.117182282155289,3.192349046526723,3.262552512394203,3.3284959829424587,3.390737801352651,3.449729272071445,3.5058408308141642,3.5593806031224653,3.6106078775395241,3.6597430887425437]
["0000",null,null,null,null,null,null,null,null,null,null,null,null,null,null,null,null,null,null,null,null,null,null,"-","-","-",null,null,null,null,null,null,null,null,null,null,null,null,null,null,null,null,null,null,null,null,null,null,null,null,null,{"$f":"(AZ200/(1+$U$175*AZ234))^(1/4)","v":1.4793759224212184},{"$f":"(BA200/(1+$U$175*BA234))^(1/4)","v":1.7559562514251768},2.0833566438947622,2.3020568386075801,2.4707850156351094,2.6099843442077293,2.7294153281975437,2.8345669857310756,2.9288594361677167,3.0145801168391211,3.0933406791849873,3.1663229512219213,3.2344214787853778,3.2983310319289392,3.3586028754629829,3.4156823617353611,3.4699348622683774,3.5216641494840029,3.5711257361492921,3.6185367556536292]
["KZ05",null,null,null,null,null,null,null,null,null,null,null,null,"PTFE","rho=",7.5,null,null,null,null,null,null,null,"I max",{"$f":"\"I max \"&B10&\"°C\"","v":"I max 10°C"},"Échauffement",null,null,null,null,null,null,null,null,null,null,null,null,null,null,null,null,null,null,null,null,null,null,null,null,"T4",{"$f":"1/(3.1415*$L$175*$T$175*AZ235)","v":9.7698493114652667},{"$f":"1/(3.1415*$L$175*$T$175*BA235)","v":8.2310022389991797},6.9374966976587054,6.2784200609952929,5.8496711553635725,5.5376883271890209,5.2953757853371179,5.0989374778657863,4.9347809794439002,4.794458689729546,4.6723854033669801,4.5646890919599796,4.4685826914842508,4.381997955072638,4.3033607642799545,4.2314472794601858,4.1652885171500849,4.1041051115515774,4.0472615373801029,3.9942332531190461,{"$f":"EXP(INDEX(LINEST(LN(AZ200:BS200),LN(AZ237:BS237)),1,2))","v":0.20976636842508148},{"$f":"INDEX(LINEST(LN(AZ200:BS200),LN(AZ237:BS237),,),1)","v":1.6274021332117434}]
["AWG",null,"Ohm/km","Ohm/m","mm","mm","mm","mm","m","m","m","m","m",200,{"$f":"AJ6","v":10},"h","hi/hg","hg","Ka","teta","T4",{"$f":"\"teta \" &$B$10&\"°C\"","v":"teta 10°C"},{"$f":"\"T4 \"&$B$10&\"°C\"","v":"T4 10°C"},null,null,null,null,null,null,null,null,null,null,null,null,null,null,null,null,null,null,null,null,null,null,null,null,null,null,null,"i max",{"$f":"(AZ200/($P$175*$O$175+$P$175*(AZ236+$Q$175)))^(1/2)","v":6.9977525986400524},{"$f":"(BA200/($P$175*$O$175+$P$175*(BA236+$Q$175)))^(1/2)","v":10.739805811977339},16.468241104156125,21.137342603100876,25.227098212110864,28.932934902284778,32.358491789461063,35.566931946774922,38.600276055216568,41.488230063372107,44.252755088817672,46.910654693288798,49.475141849995197,51.956839403743558,54.364446582441374,56.705198863501558,58.985194727409862,61.209633712510858,63.382993630765782,65.509164995933844]
[null,null,null,null,"Ø nominal","Ø min","Ø max","moyenne","Ø nominal","Ø min","Ø max","moyenne","2*ep isolant","R'","T1",null,null,null,null,null,null,null,null,null,null,null,null,null,null,null,null,null,null,null,null,null,null,null,null,null,null,null,null,null,null,null,null,null,null,10,"teta",{"$f":"(AZ200/(1+$U$176*AZ201))^(1/4)","v":1.4836321078377439},{"$f":"(BA200/(1+$U$176*BA201))^(1/4)","v":1.7509416247196048},2.0822322380709783,2.3043687704902873,2.4762053926020471,2.6182684245139645,2.7403717374571221,2.8480406076699492,2.9447210710904606,3.0327198551015537,3.1136634394189717,3.1887453515107249,3.2588695679363786,3.324738597954263,3.3869101544577771,3.4458350324368938,3.5018832494392096,3.5553625831777262,3.6065320294967891,3.6556117742351013]
[32,"KZ05-01",546,{"$f":"C239*(1/1000)","v":0.54600000000000004},0.24,0.63,0.84,{"$f":"AVERAGE(F239:G239)","v":0.73499999999999999},{"$f":"E239*0.001","v":2.4000000000000001E-4},{"$f":"F239*0.001","v":6.3000000000000003E-4},8.4000000000000003E-4,7.3499999999999998E-4,{"$f":"L239-I239","v":4.95E-4},{"$f":"D239*(1+(3.93*10^-3)*($N$237-20))","v":0.93224040000000008},{"$f":"($P$236/(2*3.1415))*LN(1+M239/I239)","v":1.3360236859830241},{"$f":"$N$135/(L239)^$N$136+$N$137","v":13.046811146668103},{"$f":"IF($J$136=$AY$29,$BB$29,IF($J$136=$AY$30,$BB$30,IF($J$136=$AY$31,$BB$31,IF($J$136=$AY$32,$BB$32,IF($J$136=$AY$33,$BB$33,IF($J$136=$AY$34,$BB$34,IF($J$136=$AY$35,$BB$35,IF($J$136=$AY$36,$BB$36,$BB$37))))))))","v":1},{"$f":"P239/Q239","v":13.046811146668103},{"$f":"(3.1415*L239*R239*O239)/1","v":4.0247873268128891E-2},{"$f":"CF81","v":3.5895270039624321},{"$f":"1/(3.1415*L239*R239*T239)","v":9.2477056092171495},{"$f":"CF107","v":1.7483040843197826},{"$f":"1/(3.1415*L239*R239*V239)","v":18.986908116670698},{"$f":"(($N$237-$O$237)/(N239*O239+N239*(U239)))^(1/2)","v":4.3882713958527697},{"$f":"($B$10/(N239*O239+N239*(W239)))^(1/2)","v":0.7265121139986388},{"$f":"$BT$353*$B$9^$BU$353","v":1415.216838885894},null,null,null,null,null,null,null,null,null,null,null,null,null,null,null,null,null,null,null,null,null,null,null,null,null,{"$f":"(AZ200/(1+$U$176*AZ238))^(1/4)","v":1.4781271282806909},{"$f":"(BA200/(1+$U$176*BA238))^(1/4)","v":1.7542325390738116},2.0809481128741134,2.2991305260206043,2.4674267465440933,2.6062486678666961,2.7253408218761472,2.8301827715860344,2.9241884941980389,3.0096411719166745,3.088149365386589,3.1608925743645386,3.2287635394620429,3.2924555977904668,3.3525188543488804,3.4093977071925718,3.4634567315449498,3.514999027243443,3.5642795329032655,3.6115148871839859]
[30,"KZ05-02",349,{"$f":"C240*(1/1000)","v":0.34900000000000003},0.3,0.71,0.91,{"$f":"AVERAGE(F240:G240)","v":0.81},{"$f":"E240*0.001","v":2.9999999999999997E-4},7.1000000000000002E-4,9.1E-4,8.1000000000000006E-4,{"$f":"L240-I240","v":5.1000000000000004E-4},{"$f":"D240*(1+(3.93*10^-3)*($N$237-20))","v":0.59588260000000004},{"$f":"($P$236/(2*3.1415))*LN(1+M240/I240)","v":1.1856419381787564},{"$f":"$N$135/(L240)^$N$136+$N$137","v":12.539561349431443},1,{"$f":"P240/Q240","v":12.539561349431443},{"$f":"(3.1415*L240*R240*O240)/1","v":3.783188493714805E-2},3.5961606776758916,{"$f":"1/(3.1415*L240*R240*T240)","v":8.7147811345449391},1.7500067106606183,{"$f":"1/(3.1415*L240*R240*V240)","v":17.90836174495103},5.6750484243153334,0.9374997206177248,{"$f":"$BT$357*$B$9^$BU$357","v":927.53609767485591},null,null,null,null,null,null,null,null,null,null,null,null,null,null,null,null,null,null,null,null,null,null,null,null,"T4",{"$f":"1/(3.1415*$L$176*$T$176*AZ239)","v":8.6427594736512905},{"$f":"1/(3.1415*$L$176*$T$176*BA239)","v":7.2824422969339224},6.139075338867781,5.5564906370585199,5.1774980793662326,4.9017184732667021,4.6875228003279368,4.5138771140387348,4.3687666737477189,4.2447243745915273,4.1368132592283695,4.0416106971864441,3.9566530918326173,3.8801122328823974,3.8105966875136552,3.747024647273673,3.6885395809493216,3.634452568035984,3.5842018346981406,3.537323710485953,{"$f":"EXP(INDEX(LINEST(LN(AZ200:BS200),LN(AZ241:BS241)),1,2))","v":0.12903302441541398},{"$f":"INDEX(LINEST(LN(AZ200:BS200),LN(AZ241:BS241),,),1)","v":1.6294214305568315}]
[28,"KZ05-03",201,0.20100000000000001,0.39,0.79,1,0.89500000000000002,3.9000000000000005E-4,7.9000000000000001E-4,1E-3,8.9500000000000007E-4,5.0500000000000002E-4,0.34318740000000003,0.99157684921752731,12.043630921740695,1,12.043630921740695,3.3577156582928903E-2,3.6080509176446176,8.1848326633568007,1.7530333252818149,16.845825219577463,7.7673833541114261,1.2781108801350665,{"$f":"$BT$361*$B$9^$BU$361","v":554.21342572408662},null,null,null,null,null,null,null,null,null,null,null,null,null,null,null,null,null,null,null,null,null,null,null,null,"i max",{"$f":"(AZ200/($P$176*$O$176+$P$176*(AZ240+$Q$176)))^(1/2)","v":9.4045537793267506},{"$f":"(BA200/($P$176*$O$176+$P$176*(BA240+$Q$176)))^(1/2)","v":14.428411366425795},22.114836194398428,28.376914907296193,33.860189425372077,38.827449929284093,43.418043043337327,47.716885508934759,51.780465350475225,55.648713014991912,59.351146427606075,62.910349850250583,66.344080721978457,69.66661474730553,72.889641961226644,76.02288495292882,79.074538121574818,82.05158768233882,84.960049881075577,87.805151687649584]
[26,"KZ05-04",132,0.13200000000000001,0.48,0.89,1.1000000000000001,0.99500000000000011,4.8000000000000001E-4,8.9000000000000006E-4,1.1000000000000001E-3,9.9500000000000022E-4,5.1500000000000027E-4,0.22537680000000002,0.8701535491683785,11.543618061749498,1,11.543618061749498,3.139771114914066E-2,3.6142474659686408,7.6679632181290005,1.7545978249407463,15.795025068607616,9.9366765063945675,1.63170036038165,{"$f":"$BT$365*$B$9^$BU$365","v":370.65407860933476},null,null,null,null,null,null,null,null,null,null,null,null,null,null,null,null,null,null,null,null,null,null,null,8,"teta",{"$f":"(AZ200/(1+$U$177*AZ201))^(1/4)","v":1.4806013105969202},{"$f":"(BA200/(1+$U$177*BA201))^(1/4)","v":1.7440358786854102},2.0740198757527124,2.2952802975946343,2.4664391929021847,2.6079419255983085,2.7295636608251015,2.8368078830296914,2.9331070369208474,3.0207587521061612,3.1013830934354059,3.1761688810822619,3.2460165263060849,3.3116257676557468,3.373552118394715,3.4322445955692165,3.48807175737082,3.541340167631557,3.5923078007113878,3.6411939740320123]
[24,"KZ05-05",86,8.6000000000000007E-2,0.6,1.04,1.22,1.1299999999999999,5.9999999999999995E-4,1.0400000000000001E-3,1.2199999999999999E-3,1.1299999999999999E-3,5.2999999999999998E-4,0.14683640000000001,0.75566201236301112,10.97697970097658,1,10.97697970097658,2.9445976362213095E-2,3.6198592811100299,7.0894075483463439,1.7560071233391334,14.614210483756022,12.842853748620682,2.1049801436043776,{"$f":"$BT$369*$B$9^$BU$369","v":244.01143842286484},null,null,null,null,null,null,null,null,null,null,null,null,null,null,null,null,null,null,null,null,null,null,null,null,null,{"$f":"(AZ200/(1+$U$177*AZ242))^(1/4)","v":1.4737663085411772},{"$f":"(BA200/(1+$U$177*BA242))^(1/4)","v":1.748236651978722},2.0725863854987323,2.2889842193543513,2.4557941229881335,2.5933191157289825,2.7112481717439985,2.81502798538056,2.9080511933386304,2.9925862006353277,3.0702308387580208,3.1421565284333606,3.2092497483977738,3.2721988668829907,3.331549968361935,3.3877441437633644,3.4411432094736765,3.4920479357184102,3.5407112729330907,3.5873481470272726]
[22,"KZ05-06",54.4,5.4399999999999997E-2,0.75,1.17,1.37,1.27,7.5000000000000002E-4,1.17E-3,1.3700000000000001E-3,1.2700000000000001E-3,5.2000000000000006E-4,9.2882560000000003E-2,0.62871913049770911,10.487596232361547,1,10.487596232361547,2.6307126856090053E-2,3.6290118846108403,6.5855926744873292,1.7582901975368359,13.592292169063249,16.83884338690002,2.7514883027461994,{"$f":"$BT$373*$B$9^$BU$373","v":157.10083382723769},null,null,null,null,null,null,null,null,null,null,null,null,null,null,null,null,null,null,null,null,null,null,null,null,"T4",{"$f":"1/(3.1415*$L$177*$T$177*AZ243)","v":6.7393696975259845},{"$f":"1/(3.1415*$L$177*$T$177*BA243)","v":5.6812994909902086},4.7922036304542805,4.3391544236240778,4.0444172042124942,3.8299397635933365,3.6633518482479088,3.5282974281601724,3.415433684169181,3.3189540200741807,3.2350192941957965,3.1609679247803859,3.0948840943201272,3.0353460792186944,2.9812718090194688,2.931819989801129,2.8863245138048996,2.8442496162280779,2.8051584089739565,2.7686902954338852,{"$f":"EXP(INDEX(LINEST(LN(AZ200:BS200),LN(AZ245:BS245)),1,2))","v":6.4700671340863894E-2},{"$f":"INDEX(LINEST(LN(AZ200:BS200),LN(AZ245:BS245),,),1)","v":1.6363446838786191}]
[20,"KZ05-07",31.3,3.1300000000000001E-2,1,1.42,1.62,1.52,1E-3,1.42E-3,1.6200000000000001E-3,1.5200000000000001E-3,5.2000000000000006E-4,5.3441620000000002E-2,0.49981338714569279,9.7883430526173676,1,9.7883430526173676,2.3361338264428783E-2,3.6377487451237207,5.8813559808515059,1.7604517392952004,12.153071204061485,23.60406800948752,3.8456116013022124,{"$f":"$BT$377*$B$9^$BU$377","v":90.882560924793637},null,null,null,null,null,null,null,null,null,null,null,null,null,null,null,null,null,null,null,null,null,null,null,null,"i max",{"$f":"(AZ200/($P$177*$O$177+$P$177*(AZ244+$Q$177)))^(1/2)","v":14.194982401749741},{"$f":"(BA200/($P$177*$O$177+$P$177*(BA244+$Q$177)))^(1/2)","v":21.750675806356522},33.288933106093808,42.674088687496877,50.882866340015759,58.312646879641584,65.174054436049914,71.595396489560542,77.661999418918271,83.434162839618651,88.956451466877141,94.262954376849947,99.380469489063984,104.3305363162894,109.13078991868284,113.79589490172476,118.3382089414293,122.76826611142319,127.09513663012665,131.3266997079788]
[18,"KZ05-08",20.5,2.0500000000000001E-2,1.25,1.67,1.92,1.7949999999999999,1.25E-3,1.67E-3,1.92E-3,1.7949999999999999E-3,5.4499999999999991E-4,3.5001700000000004E-2,0.43195305263333489,9.1948789388872516,1,9.1948789388872516,2.2396702443832735E-2,3.64064152500961,5.2975437139264372,1.7611635925662805,10.950974518710636,30.780381059497142,5.009892933938926,{"$f":"$BT$381*$B$9^$BU$381","v":59.125364124798686},null,null,null,null,null,null,null,null,null,null,null,null,null,null,null,null,null,null,null,null,null,null,null,6,"teta",{"$f":"(AZ200/(1+$U$178*AZ201))^(1/4)","v":1.4784363415715549},{"$f":"(BA200/(1+$U$178*BA201))^(1/4)","v":1.7391428819575441},2.0682010892302491,2.288840751755628,2.4595194505689895,2.6006251889047745,2.7219057070959694,2.8288490492356804,2.9248780301042259,3.0122838331722286,3.0926819781008534,3.1672579497578441,3.2369096332450393,3.3023348039530558,3.3640874166197539,3.4226152285472402,3.4782857639150877,3.5314047264722026,3.5822293668160841,3.6309783870603187]
["16","KZ05-09",13.9,1.3900000000000001E-2,1.5,1.92,2.27,2.0949999999999998,1.5E-3,1.92E-3,2.2699999999999999E-3,2.0949999999999996E-3,5.9499999999999961E-4,2.3732860000000001E-2,0.39880046784888179,8.6858660095279898,1,8.6858660095279898,2.2797639193348082E-2,3.6394372544066855,4.8065287765916223,1.7608674781756433,9.9343420846349684,39.217297215321501,6.3857035198346885,{"$f":"$BT$385*$B$9^$BU$385","v":39.907739675925448},null,null,null,null,null,null,null,null,null,null,null,null,null,null,null,null,null,null,null,null,null,null,null,null,null,{"$f":"(AZ200/(1+$U$178*AZ246))^(1/4)","v":1.4706739991115556},{"$f":"(BA200/(1+$U$178*BA246))^(1/4)","v":1.7440064783048186},2.066702141952637,2.2818561311235825,2.4476323156696247,2.5842568401646568,2.7013794902427155,2.8044237951989968,2.8967673622416785,2.9806681958291565,3.0577165802905002,3.1290782563060748,3.1956353022383523,3.258072596113986,3.3169333995082519,3.3726564822514691,3.425601725161088,3.4760682646048546,3.524307657085989,3.5705336280699562]
["14","KZ05-10",10,0.01,1.85,2.2999999999999998,2.66,2.48,1.8500000000000001E-3,2.3E-3,2.66E-3,2.48E-3,6.2999999999999992E-4,1.7074000000000002E-2,0.34984034826514887,8.1733401345431176,1,8.1733401345431176,2.2277077414867893E-2,3.641001369452781,4.313113038500326,1.7612520094870416,8.9164130943181039,48.851581158552555,7.9502406403966921,{"$f":"$BT$389*$B$9^$BU$389","v":27.964752878838343},null,null,null,null,null,null,null,null,null,null,null,null,null,null,null,null,null,null,null,null,null,null,null,null,"T4",{"$f":"1/(3.1415*$L$178*$T$178*AZ247)","v":5.8380628925799529},{"$f":"1/(3.1415*$L$178*$T$178*BA247)","v":4.9230822293967931},4.1543902853767403,3.7626768770332855,3.5078337732055984,3.322381571310181,3.1783343777900326,3.0615512947771495,2.9639547218079336,2.8805243446115716,2.8079408525428571,2.7439030276702341,2.6867544288553304,2.6352658045545136,2.5885015667086435,2.5457343036500695,2.5063880713954241,2.4699996224819092,2.4361912002865336,2.4046510117694697,{"$f":"EXP(INDEX(LINEST(LN(AZ200:BS200),LN(AZ249:BS249)),1,2))","v":3.9348225413884684E-2},{"$f":"INDEX(LINEST(LN(AZ200:BS200),LN(AZ249:BS249),,),1)","v":1.6411372838018312}]
["12","KZ05-11",6,6.0000000000000001E-3,2.4500000000000002,2.89,3.24,3.0650000000000004,2.4500000000000004E-3,2.8900000000000002E-3,3.2400000000000003E-3,3.0650000000000004E-3,6.150000000000001E-4,1.0244400000000001E-2,0.26733989913043832,7.5882082288329631,1,7.5882082288329631,1.9533072528806913E-2,3.6493237811722383,3.7504278926463597,1.7632886698206858,7.761931402643147,67.942436987803376,11.026017310587148,{"$f":"$BT$393*$B$9^$BU$393","v":16.446069533687606},null,null,null,null,null,null,null,null,null,null,null,null,null,null,null,null,null,null,null,null,null,null,null,null,"i max",{"$f":"(AZ200/($P$178*$O$178+$P$178*(AZ248+$Q$178)))^(1/2)","v":19.06257129840051},{"$f":"(BA200/($P$178*$O$178+$P$178*(BA248+$Q$178)))^(1/2)","v":29.183796183365896},44.619589303809015,57.16121915395685,68.122457687135011,78.03758916527039,87.189712057193546,95.751239202090559,103.83680232331012,111.52739509128165,118.88286571425482,125.94898677326165,132.76173542480436,139.35002524064458,145.73752559452515,151.94391659387864,157.9857805104551,163.87725105677674,169.63049660789201,175.25608666516769]
[10,null,null,null,null,null,null,null,null,null,null,null,null,null,null,null,null,null,null,null,null,null,null,"-","-","-",null,null,null,null,null,null,null,null,null,null,null,null,null,null,null,null,null,null,null,null,null,null,null,4,"teta",{"$f":"(AZ200/(1+$U$179*AZ201))^(1/4)","v":1.4754698261109929},{"$f":"(BA200/(1+$U$179*BA201))^(1/4)","v":1.7324912667916965},2.0602909411487631,2.2800867338916952,2.4501126461897615,2.5906787042733717,2.7114953667673198,2.8180296879094788,2.9136913914070086,3.0007628977525851,3.0808535478079238,3.1551442923744744,3.2245295824566096,3.2897045246973597,3.3512209551508496,3.4095249186036201,3.464982533583393,3.51789833462882,3.5685285884435571,3.617091160681857]
[8,null,null,null,null,null,null,null,null,null,null,null,null,null,null,null,null,null,null,null,null,null,null,"-","-","-",null,null,null,null,null,null,null,null,null,null,null,null,null,null,null,null,null,null,null,null,null,null,null,null,null,{"$f":"(AZ200/(1+$U$179*AZ250))^(1/4)","v":1.4664669881110424},{"$f":"(BA200/(1+$U$179*BA250))^(1/4)","v":1.7382794417840706},2.0587553159830767,2.2722449577451935,2.4366408044900609,2.5720648648438718,2.688113892820243,2.7901800957457268,2.8816207735564632,2.9646798866700275,3.0409375340971256,3.1115517949000164,3.1773988147281633,3.2391587680719334,3.2973711138167583,3.3524714962733229,3.4048171908284917,3.4547051353044154,3.5023850111211861,3.5480689294419134]
[6,null,null,null,null,null,null,null,null,null,null,null,null,null,null,null,null,null,null,null,null,null,null,"-","-","-",null,null,null,null,null,null,null,null,null,null,null,null,null,null,null,null,null,null,null,null,null,null,null,null,"T4",{"$f":"1/(3.1415*$L$179*$T$179*AZ251)","v":4.9068511810713016},{"$f":"1/(3.1415*$L$179*$T$179*BA251)","v":4.1395733618234889},3.495187221497813,3.1667955728484722,2.9531374749019119,2.797649223769298,2.6768714271497309,2.5789501127853005,2.4971138945996176,2.42715421147782,2.3662884199136318,2.3125873348497366,2.2646622889328296,2.221482732968322,2.1822643021475274,2.1463971522542913,2.1133984203315803,2.0828797222315418,2.0545243454862887,2.0280708790363273,{"$f":"EXP(INDEX(LINEST(LN(AZ200:BS200),LN(AZ253:BS253)),1,2))","v":2.3041436715680496E-2},{"$f":"INDEX(LINEST(LN(AZ200:BS200),LN(AZ253:BS253),,),1)","v":1.647508689288532}]
[4,null,null,null,null,null,null,null,null,null,null,null,null,null,null,null,null,null,null,null,null,null,null,"-","-","-",null,null,null,null,null,null,null,null,null,null,null,null,null,null,null,null,null,null,null,null,null,null,null,null,"i max",{"$f":"(AZ200/($P$179*$O$179+$P$179*(AZ252+$Q$179)))^(1/2)","v":26.064728307897131},{"$f":"(BA200/($P$179*$O$179+$P$179*(BA252+$Q$179)))^(1/2)","v":39.857394492755994},60.855708342724405,77.892225031075583,92.767021363906323,106.21172166345094,118.61381859235102,130.2092186566592,141.15472019371839,151.56107981852352,161.51011830028668,171.06439913012102,180.27308698491208,189.17568624192168,197.80453040292986,206.18649892965936,214.34423661181296,222.29704157949175,230.0615261198941,237.65211776464233]
[2,null,null,null,null,null,null,null,null,null,null,null,null,null,null,null,null,null,null,null,null,null,null,"-","-","-",null,null,null,null,null,null,null,null,null,null,null,null,null,null,null,null,null,null,null,null,null,null,null,2,"teta",{"$f":"(AZ200/(1+$U$180*AZ201))^(1/4)","v":1.4714658068536155},{"$f":"(BA200/(1+$U$180*BA201))^(1/4)","v":1.7236081836822548},2.0497271155118542,2.2683959390564619,2.4375500695807015,2.5773953967721814,2.6975925903692235,2.8035806731280477,2.8987518859207477,2.9853769464791751,3.0650569440167388,3.1389667741908789,3.2079963018457009,3.272837069571592,3.3340380839679917,3.3920431027952458,3.4472163673645091,3.4998608507603186,3.5502315057181328,3.5985450808194948]
[1,null,null,null,null,null,null,null,null,null,null,null,null,null,null,null,null,null,null,null,null,null,null,"-","-","-",null,null,null,null,null,null,null,null,null,null,null,null,null,null,null,null,null,null,null,null,null,null,null,null,null,{"$f":"(AZ200/(1+$U$180*AZ254))^(1/4)","v":1.4608428067231392},{"$f":"(BA200/(1+$U$180*BA254))^(1/4)","v":1.7306721908838094},2.0482338083181801,2.2595468582864018,2.4221423990835662,2.5560040556041224,2.6706582068861007,2.7714555416983528,2.8617264678364669,2.9436963635428892,3.0189318615512293,3.0885809183335611,3.1535118462016514,3.2143986129506139,3.271775662289405,3.3260745185826881,3.3776490245202839,3.4267932226529378,3.4737543261909773,3.5187423222559362]
[0,null,null,null,null,null,null,null,null,null,null,null,null,null,null,null,null,null,null,null,null,null,null,"-","-","-",null,null,null,null,null,null,null,null,null,null,null,null,null,null,null,null,null,null,null,null,null,null,null,null,"T4",{"$f":"1/(3.1415*$L$180*$T$180*AZ255)","v":4.0445334714984709},{"$f":"1/(3.1415*$L$180*$T$180*BA255)","v":3.4139495968743954},2.8846451046723822,2.6148728036869966,2.4393394998679687,2.3115877361129722,2.2123488558569759,2.1318861296865017,2.0646374469382529,2.0071457442296845,1.9571252016776417,1.9129910417167866,1.8736024840071883,1.8381129224561066,1.8058779813329626,1.7763966487759919,1.7492722261836136,1.7241856290982596,1.7008766520539134,1.6791305208735765,{"$f":"EXP(INDEX(LINEST(LN(AZ200:BS200),LN(AZ257:BS257)),1,2))","v":1.3471316470925384E-2},{"$f":"INDEX(LINEST(LN(AZ200:BS200),LN(AZ257:BS257),,),1)","v":1.6557709702204144}]
["00",null,null,null,null,null,null,null,null,null,null,null,null,null,null,null,null,null,null,null,null,null,null,"-","-","-",null,null,null,null,null,null,null,null,null,null,null,null,null,null,null,null,null,null,null,null,null,null,null,null,"i max",{"$f":"(AZ200/($P$180*$O$180+$P$180*(AZ256+$Q$180)))^(1/2)","v":35.437485659017931},{"$f":"(BA200/($P$180*$O$180+$P$180*(BA256+$Q$180)))^(1/2)","v":54.107801544395841},82.467377152924385,105.43355395831429,125.45996026348438,143.54304344441331,160.21023875968211,175.78249253281194,190.47303618541198,204.43243275167092,217.77187270492442,230.57635102459432,242.91264123326079,254.83438272650159,266.38546760593954,277.60237593324598,288.51583400442041,299.15202177843963,309.53347123333504,319.67974746431287]
["000",null,null,null,null,null,null,null,null,null,null,null,null,null,null,null,null,null,null,null,null,null,null,"-","-","-",null,null,null,null,null,null,null,null,null,null,null,null,null,null,null,null,null,null,null,null,null,null,null,1,"teta",{"$f":"(AZ200/(1+$U$181*AZ201))^(1/4)","v":1.4690527709238044},{"$f":"(BA200/(1+$U$181*BA201))^(1/4)","v":1.7183061710496499},2.0434219243653264,2.2614180980143446,2.430051891407798,2.5694670386439959,2.6892944921545792,2.7949565436500263,2.8898349990879733,2.9761935912171316,3.0556284841204113,3.1293109593440653,3.1981281444078551,3.2627694546393777,3.3237822078320249,3.3816087966973609,3.4366123420992993,3.4890948851430932,3.5393105943009129,3.5874755514112842]
["0000",null,null,null,null,null,null,null,null,null,null,null,null,null,null,null,null,null,null,null,null,null,null,"-","-","-",null,null,null,null,null,null,null,null,null,null,null,null,null,null,null,null,null,null,null,null,null,null,null,null,null,{"$f":"(AZ200/(1+$U$181*AZ258))^(1/4)","v":1.457482797204972},{"$f":"(BA200/(1+$U$181*BA258))^(1/4)","v":1.7261534141488246},2.0420021801080561,2.2520403653204024,2.4135839703271298,2.5465344106035626,2.6603763110159959,2.7604357525859773,2.8500272185069511,2.9313650919042491,3.0060080430747962,3.0750980469535349,3.1394987897729876,3.1998805758781024,3.2567748903151457,3.3106108280789539,3.3617402086435804,3.4104553688271748,3.4570020682972351,3.5015890437980293]
["KZ06",null,null,null,null,null,null,null,null,null,null,null,null,"PTFE","rho=",7.5,null,null,null,null,null,null,null,"I max",{"$f":"\"I max \"&B10&\"°C\"","v":"I max 10°C"},"Échauffement",null,null,null,null,null,null,null,null,null,null,null,null,null,null,null,null,null,null,null,null,null,null,null,null,"T4",{"$f":"1/(3.1415*$L$181*$T$181*AZ259)","v":3.6558976272226209},{"$f":"1/(3.1415*$L$181*$T$181*BA259)","v":3.0868680943095153},2.6094036294013572,2.3660356990365767,2.2076745476964903,2.0924154324529791,2.0028775169722248,1.9302778175611555,1.8695989516938187,1.8177223692590436,1.7725860422412927,1.7327603278530384,1.6972161025756389,1.6651896136958919,1.6360995400280294,1.609493890017679,1.5850147748833308,1.5623743235941649,1.5413377819134431,1.5217113811391016,{"$f":"EXP(INDEX(LINEST(LN(AZ200:BS200),LN(AZ261:BS261)),1,2))","v":1.0432390571707757E-2},{"$f":"INDEX(LINEST(LN(AZ200:BS200),LN(AZ261:BS261),,),1)","v":1.6605741456384175}]
["AWG",null,"Ohm/km","Ohm/m","mm","mm","mm","mm","m","m","m","m","m",200,{"$f":"AJ6","v":10},{"$f":"N261-O261","v":190},"hi/hg","hg","Ka","teta","T4",{"$f":"\"teta \" &$B$10&\"°C\"","v":"teta 10°C"},{"$f":"\"T4 \"&$B$10&\"°C\"","v":"T4 10°C"},null,null,null,null,null,null,null,null,null,null,null,null,null,null,null,null,null,null,null,null,null,null,null,null,null,null,null,"i max",{"$f":"(AZ200/($P$181*$O$181+$P$181*(AZ260+$Q$181)))^(1/2)","v":40.895278505758526},{"$f":"(BA200/($P$181*$O$181+$P$181*(BA260+$Q$181)))^(1/2)","v":62.38569258258795},94.985643761240041,121.35750151692291,144.3367830034363,165.07445620234714,184.17952408120993,202.02245675053183,218.84932564892017,234.83384321164354,250.10426988206993,264.75863113857758,278.87392454231895,292.51199285856887,305.72343349692238,318.55029377096213,331.02798458987854,343.18667370865722,355.05232223154508,366.64747037005964]
[null,null,null,null,"Ø nominal","Ø min","Ø max","moyenne","Ø nominal","Ø min","Ø max","moyenne","2*ep isolant","R'","T1","h",null,null,null,null,null,null,null,null,null,null,null,null,null,null,null,null,null,null,null,null,null,null,null,null,null,null,null,null,null,null,null,null,null,0,"teta",{"$f":"(AZ200/(1+$U$182*AZ201))^(1/4)","v":1.467589362844808},{"$f":"(BA200/(1+$U$182*BA201))^(1/4)","v":1.71510918528025},2.0396200461417937,2.2572106281234587,2.4255306707739992,2.5646864298701422,2.6842909390241783,2.78975640152944,2.8844583313417629,2.9706562494334561,3.0499433501525011,3.123488735823249,3.1921778834248875,3.2566989255968481,3.3175981618231973,3.3753171617239994,3.4302183705605005,3.4826032674769163,3.5327255480535644,3.5808008920990115]
[32,"KZ06-01",546,{"$f":"C263*(1/1000)","v":0.54600000000000004},0.24,0.88,1.0900000000000001,{"$f":"AVERAGE(F263:G263)","v":0.9850000000000001},{"$f":"E263*0.001","v":2.4000000000000001E-4},{"$f":"F263*0.001","v":8.8000000000000003E-4},1.09E-3,9.850000000000002E-4,{"$f":"L263-I263","v":7.4500000000000022E-4},{"$f":"D263*(1+(3.93*10^-3)*($N$261-20))","v":0.93224040000000008},{"$f":"($P$260/(2*3.1415))*LN(1+M263/I263)","v":1.6855038013251207},{"$f":"$N$135/(L263)^$N$136+$N$137","v":11.590168324218908},{"$f":"IF($J$136=$AY$29,$BB$29,IF($J$136=$AY$30,$BB$30,IF($J$136=$AY$31,$BB$31,IF($J$136=$AY$32,$BB$32,IF($J$136=$AY$33,$BB$33,IF($J$136=$AY$34,$BB$34,IF($J$136=$AY$35,$BB$35,IF($J$136=$AY$36,$BB$36,$BB$37))))))))","v":1},{"$f":"P263/Q263","v":11.590168324218908},{"$f":"(3.1415*L263*R263*O263)/1","v":6.0449508511113116E-2},{"$f":"CL81","v":3.5371225106409123},{"$f":"1/(3.1415*L263*R263*T263)","v":7.8829152966451783},{"$f":"CL107","v":1.7344996000909154},{"$f":"1/(3.1415*L263*R263*V263)","v":16.075435903114499},{"$f":"(($N$261-$O$261)/(N263*O263+N239*(U263)))^(1/2)","v":4.6152235920123799},{"$f":"($B$10/(N263*O263+N263*(W263)))^(1/2)","v":0.77714681263981245},{"$f":"$BT$400*$B$9^$BU$400","v":1293.9064946450314},null,null,null,null,null,null,null,null,null,null,null,null,null,null,null,null,null,null,null,null,null,null,null,null,null,{"$f":"(AZ200/(1+$U$182*AZ262))^(1/4)","v":1.4554556758764383},{"$f":"(BA200/(1+$U$182*BA262))^(1/4)","v":1.7234363598199673},2.0382616829054556,2.2475396742368616,2.4084568985558272,2.5408653443199873,2.6542245517496035,2.7538458275404745,2.8430340989792127,2.9239971544334367,2.9982888904258771,3.0670476971134284,3.1311344892619402,3.1912173771727979,3.2478260744855714,3.3013882221010502,3.3522544288277083,3.4007160110558239,3.4470178591040184,3.4913679620513514]
[30,"KZ06-02",349,{"$f":"C264*(1/1000)","v":0.34900000000000003},0.3,0.95,1.1599999999999999,{"$f":"AVERAGE(F264:G264)","v":1.0549999999999999},{"$f":"E264*0.001","v":2.9999999999999997E-4},9.5E-4,1.16E-3,1.0549999999999999E-3,{"$f":"L264-I264","v":7.5500000000000003E-4},{"$f":"D264*(1+(3.93*10^-3)*($N$261-20))","v":0.59588260000000004},{"$f":"($P$260/(2*3.1415))*LN(1+M264/I264)","v":1.5010905275194566},{"$f":"$N$135/(L264)^$N$136+$N$137","v":11.278361541202649},1,{"$f":"P264/Q264","v":11.278361541202649},{"$f":"(3.1415*L264*R264*O264)/1","v":5.6110277992678287E-2},3.547943846270452,{"$f":"1/(3.1415*L264*R264*T264)","v":7.5402843963666326},1.7374017045160675,{"$f":"1/(3.1415*L264*R264*V264)","v":15.397996648489356},{"$f":"(($N$261-$O$261)/(N264*O264+N240*(U264)))^(1/2)","v":5.9385334774751142},0.99652460170730095,{"$f":"$BT$404*$B$9^$BU$404","v":871.8395952266834},null,null,null,null,null,null,null,null,null,null,null,null,null,null,null,null,null,null,null,null,null,null,null,null,"T4",{"$f":"1/(3.1415*$L$182*$T$182*AZ263)","v":3.4470138833024935},{"$f":"1/(3.1415*$L$182*$T$182*BA263)","v":2.9110305655855941},2.4613993204866662,2.2322079466654934,2.0830665162767934,1.9745146796121116,1.8901851834542116,1.8218071146554631,1.764655556920276,1.7157937085098167,1.6732796953948241,1.6357671665814837,1.6022869469462107,1.5721197675735261,1.5447181610770657,1.5196564547275881,1.4965975965708382,1.4752704739140718,1.455453997149164,1.4369656752907178,{"$f":"EXP(INDEX(LINEST(LN(AZ200:BS200),LN(AZ265:BS265)),1,2))","v":8.0154409164297693E-3},{"$f":"INDEX(LINEST(LN(AZ200:BS200),LN(AZ265:BS265),,),1)","v":1.6634257217895818}]
[28,"KZ06-03",201,0.20100000000000001,0.39,1.04,1.24,1.1400000000000001,3.9000000000000005E-4,1.0400000000000001E-3,1.24E-3,1.1400000000000002E-3,7.5000000000000012E-4,0.34318740000000003,1.2804036315432705,10.939058727506838,1,10.939058727506838,5.0161298060687899E-2,3.5631541209025017,7.1638011597245725,1.741435501761248,14.657865650368674,{"$f":"(($N$261-$O$261)/(N265*O265+N241*(U265)))^(1/2)","v":8.0971419801785789},1.3521153796402881,{"$f":"$BT$408*$B$9^$BU$408","v":521.66721522977491},null,null,null,null,null,null,null,null,null,null,null,null,null,null,null,null,null,null,null,null,null,null,null,null,"i max",{"$f":"(AZ200/($P$182*$O$182+$P$182*(AZ264++$Q$182)))^(1/2)","v":47.601562472462447},{"$f":"(BA200/($P$182*$O$182+$P$182*(BA264++$Q$182)))^(1/2)","v":72.577769251498083},110.43564762048135,141.04156116946339,167.69869905503302,191.74745844467921,213.89691586432755,234.57834024640107,254.0781421124791,272.59848348511468,290.28861234418423,307.26258166068402,323.60996924585243,339.40271527546372,354.69967331294453,369.54974765298203,383.99412074359935,398.06787473697921,411.80119775988771,425.22029831446474]
[26,"KZ06-04",132,0.13200000000000001,0.48,1.1399999999999999,1.34,1.24,4.8000000000000001E-4,1.14E-3,1.34E-3,1.24E-3,7.6000000000000004E-4,0.22537680000000002,1.132914875096068,10.58544659658244,1,10.58544659658244,4.6715953103346877E-2,3.5721699456967513,6.7889084642913478,1.7438015059464496,13.907050026926955,10.315959293012781,1.7175998142879363,{"$f":"$BT$412*$B$9^$BU$412","v":350.04606160744828},null,null,null,null,null,null,null,null,null,null,null,null,null,null,null,null,null,null,null,null,null,null,null,"00","teta",{"$f":"(AZ200/(1+$U$183*AZ201))^(1/4)","v":1.4653930379507925},{"$f":"(BA200/(1+$U$183*BA201))^(1/4)","v":1.7103368390400633},2.0339447380377069,2.250929867255937,2.4187815539967867,2.5575501077363136,2.6768218135128912,2.7819938149908454,2.8764322336503172,2.9623903032741423,3.0414567850959999,3.1147975283755809,3.1832955462240164,3.24763705652963,3.3083668386806773,3.3659252336156089,3.4206736780801261,3.4729128123430697,3.5228956260686788,3.5708371989295449]
[24,"KZ06-05",86,8.6000000000000007E-2,0.6,1.27,1.47,1.37,5.9999999999999995E-4,1.2700000000000001E-3,1.47E-3,1.3700000000000001E-3,7.7000000000000018E-4,0.14683640000000001,0.98555988015998452,10.184976790895337,1,10.184976790895337,4.3201685495376826E-2,3.5815290340969788,6.3696247674024908,1.7462379047519201,13.064082493385216,13.263652844092448,2.2016612614722639,{"$f":"$BT$416*$B$9^$BU$416","v":231.68448467294351},null,null,null,null,null,null,null,null,null,null,null,null,null,null,null,null,null,null,null,null,null,null,null,null,null,{"$f":"(AZ200/(1+$U$183*AZ266))^(1/4)","v":1.4524281116376283},{"$f":"(BA200/(1+$U$183*BA266))^(1/4)","v":1.7193909561131291},2.0327013866547987,2.2408562549266482,2.4008492514355293,2.5324587856215186,2.6451070827820824,2.7440834848622924,2.8326787196775021,2.9130907805290405,2.9868664763474029,3.0551388769028174,3.1187647850148328,3.1784090567381562,3.2345987790761721,3.2877594373789454,3.338239846214075,3.3863298100284212,3.432272931338272,3.4762760919137126]
[22,"KZ06-06",54.4,5.4399999999999997E-2,0.75,1.42,1.63,1.5249999999999999,7.5000000000000002E-4,1.42E-3,1.6299999999999999E-3,1.5249999999999999E-3,7.7499999999999986E-4,9.2882560000000003E-2,0.84713888569690732,9.776139036107967,1,9.776139036107967,3.9676092542324182E-2,3.5910894014234316,5.9456522647052275,1.7487060020299765,12.209810458445581,17.353440099860698,2.8715213655489031,{"$f":"$BT$420*$B$9^$BU$420","v":149.24314565428514},null,null,null,null,null,null,null,null,null,null,null,null,null,null,null,null,null,null,null,null,null,null,null,null,"T4",{"$f":"1/(3.1415*$L$183*$T$183*AZ267)","v":3.1800889077518608},{"$f":"1/(3.1415*$L$183*$T$183*BA267)","v":2.6863294300251637},2.2722720402759258,2.0611989354386302,1.9238402929147151,1.8238600972896937,1.7461865938023831,1.683203354637584,1.6305592635834307,1.5855498077842198,1.5463866777111948,1.5118299734407545,1.4809871360990872,1.4531957481476285,1.4279516077864176,1.4048626777900832,1.3836185354878197,1.3639694850298818,1.3457118998181985,1.3286777013683904,{"$f":"EXP(INDEX(LINEST(LN(AZ200:BS200),LN(AZ269:BS269)),1,2))","v":6.0610013450708017E-3},{"$f":"INDEX(LINEST(LN(AZ200:BS200),LN(AZ269:BS269),,),1)","v":1.6676217428607567}]
[20,"KZ06-07",31.3,3.1300000000000001E-2,1,1.66,1.86,1.76,1E-3,1.66E-3,1.8600000000000001E-3,1.7600000000000001E-3,7.6000000000000004E-4,5.3441620000000002E-2,0.67481355528815112,9.2626037720305447,1,9.2626037720305447,3.4559433612581104E-2,3.6052818467966312,5.4159913212590274,1.7523313559475844,11.142969693870695,24.160151305416591,3.9791671492226133,{"$f":"$BT$424*$B$9^$BU$424","v":87.055327341606755},null,null,null,null,null,null,null,null,null,null,null,null,null,null,null,null,null,null,null,null,null,null,null,null,"i max",{"$f":"(AZ200/($P$183*$O$183+$P$183*(AZ268+$Q$183)))^(1/2)","v":55.724983205318885},{"$f":"(BA200/($P$183*$O$183+$P$183*(BA268+$Q$183)))^(1/2)","v":84.897273680720915},129.06407134299604,164.73733282600546,195.78844693541242,223.78766658039254,249.56538537108983,273.62652133884353,296.30631833850856,317.84135902004653,338.40627084289156,358.13447928026113,377.13076148913268,395.47925245157086,413.24877317055603,430.49650335509455,447.27058864065697,463.61203844031922,479.55613762061847,495.13351651129409]
[18,"KZ06-08",20.5,2.0500000000000001E-2,1.25,1.92,2.17,2.0449999999999999,1.25E-3,1.92E-3,2.1700000000000001E-3,2.0449999999999999E-3,7.9499999999999992E-4,3.5001700000000004E-2,0.58760254438232762,8.7628538402592735,1,8.7628538402592735,3.3079551450798231E-2,3.6094592730339774,4.9213234518940485,1.7533896761290948,10.130843594479289,31.390538225981306,5.1628501023171367,{"$f":"$BT$428*$B$9^$BU$428","v":56.847968235309601},null,null,null,null,null,null,null,null,null,null,null,null,null,null,null,null,null,null,null,null,null,null,null,"000","teta",{"$f":"(AZ200/(1+$U$184*AZ201))^(1/4)","v":1.4640259873111734},{"$f":"(BA200/(1+$U$184*BA201))^(1/4)","v":1.7073818387876623},2.0304306307127167,2.2470408682154841,2.414602552563025,2.5531313517103773,2.6721969881837455,2.7771872808404789,2.8714625354116814,2.9572720927006046,3.0362019689904955,3.1094159992683124,3.1777956710369519,3.2420260165855108,3.3026508740705576,3.3601098236402973,3.4147636775753241,3.4669125567192709,3.5168090136385457,3.56466775640614]
[16,"KZ06-09",13.9,1.3900000000000001E-2,1.5,2.1,2.41,2.2549999999999999,1.5E-3,2.1000000000000003E-3,2.4100000000000002E-3,2.2550000000000001E-3,7.5500000000000003E-4,2.3732860000000001E-2,0.48665231359996497,8.4569550695685898,1,8.4569550695685898,2.9155226918099266E-2,3.6207004207880993,4.6100939281146864,1.7562177395361649,9.5043847067653324,39.632845668943013,6.4941105475521406,{"$f":"$BT$432*$B$9^$BU$432","v":39.005516181189158},null,null,null,null,null,null,null,null,null,null,null,null,null,null,null,null,null,null,null,null,null,null,null,null,null,{"$f":"(AZ200/(1+$U$184*AZ270))^(1/4)","v":1.4505525428666264},{"$f":"(BA200/(1+$U$184*BA270))^(1/4)","v":1.7168922891677381},2.0292723175243323,2.2367386377953817,2.396165724149129,2.5272865503896944,2.6395003158012473,2.7380828162470268,2.8263160267322536,2.9063919052898388,2.9798528954772645,3.0478287912855913,3.1111738646046181,3.1705509690712801,3.2264855759007265,3.2794018447878943,3.3296474871178905,3.3775113779386299,3.4232363283210434,3.4670285396573637]
[14,"KZ06-10",10,0.01,1.85,2.5099999999999998,2.92,2.7149999999999999,1.8500000000000001E-3,2.5099999999999996E-3,2.9199999999999999E-3,2.715E-3,8.6499999999999988E-4,1.7074000000000002E-2,0.45790981334036118,7.9156139761808877,1,7.9156139761808877,3.0915156937780748E-2,3.6156293882405244,4.0966096873338751,1.7549455353499097,8.4400467588995181,49.429689113348459,8.113107314649147,{"$f":"$BT$436*$B$9^$BU$436","v":27.178076742400112},null,null,null,null,null,null,null,null,null,null,null,null,null,null,null,null,null,null,null,null,null,null,null,null,"T4",{"$f":"1/(3.1415*$L$184*$T$184*AZ271)","v":3.0264940937049269},{"$f":"1/(3.1415*$L$184*$T$184*BA271)","v":2.556997157767305},2.1633807674222454,1.9627186786210988,1.8321306658175387,1.7370759571832404,1.6632271939175167,1.6033440177721925,1.5532900999292236,1.5104944022188598,1.4732568544768296,1.4403987245434295,1.4110714780488234,1.3846453649286248,1.3606410443564256,1.3386858065509355,1.3184845304433488,1.2997998266622797,1.2824381031699514,1.2662395631817809,{"$f":"EXP(INDEX(LINEST(LN(AZ200:BS200),LN(AZ273:BS273)),1,2))","v":4.6969431927314934E-3},{"$f":"INDEX(LINEST(LN(AZ200:BS200),LN(AZ273:BS273),,),1)","v":1.6701842689820861}]
[12,"KZ06-11",6,6.0000000000000001E-3,2.4500000000000002,3.14,3.55,3.3449999999999998,2.4500000000000004E-3,3.14E-3,3.5499999999999998E-3,3.3449999999999999E-3,8.9499999999999953E-4,1.0244400000000001E-2,0.37169186975595569,7.3641801911714957,1,7.3641801911714957,2.8763428707111679E-2,3.6218360268247127,3.5679077989447232,1.7565018320616146,7.3568821681442866,{"$f":"(($N$261-$O$261)/(N273*O273+N249*(U273)))^(1/2)","v":68.613170942609869},11.238466371819513,{"$f":"$BT$440*$B$9^$BU$440","v":15.980983176704651},null,null,null,null,null,null,null,null,null,null,null,null,null,null,null,null,null,null,null,null,null,null,null,null,"i max",{"$f":"(AZ200/($P$184*$O$184+$P$184*(AZ272+$Q$184)))^(1/2)","v":64.503978141236587},{"$f":"(BA200/($P$184*$O$184+$P$184*(BA272+$Q$184)))^(1/2)","v":98.225198553124642},149.24282866444236,190.42628489570754,226.25994958290451,258.56219307672444,288.29442013535879,316.04111072364947,342.19027841080219,367.01571095430228,390.71947495151613,413.45594512147943,435.34633836770803,456.48798215492178,476.96048226928468,496.82997390743236,516.15213930262303,534.9744041817637,553.3375714564454,571.27705944449588]
[10,null,null,null,null,null,null,null,null,null,null,null,null,null,null,null,null,null,null,null,null,null,null,"-","-","-",null,null,null,null,null,null,null,null,null,null,null,null,null,null,null,null,null,null,null,null,null,null,null,"0000","teta",{"$f":"(AZ200/(1+$U$185*AZ201))^(1/4)","v":1.4617547027199076},{"$f":"(BA200/(1+$U$185*BA201))^(1/4)","v":1.7024980712545406},2.0246228196143092,2.2406134686798418,2.4076958622822073,2.5458284158819557,2.6645534789249941,2.7692434590383224,2.8632490501886125,2.9488131592008835,3.0275172657429286,3.1005218757868427,3.1687059554428565,3.2327525775447294,3.2932040246631193,3.3504986195782527,3.4049961425090811,3.4569958558384064,3.5067495897353416,3.5544714381253599]
[8,null,null,null,null,null,null,null,null,null,null,null,null,null,null,null,null,null,null,null,null,null,null,"-","-","-",null,null,null,null,null,null,null,null,null,null,null,null,null,null,null,null,null,null,null,null,null,null,null,null,null,{"$f":"(AZ200/(1+$U$185*AZ274))^(1/4)","v":1.4474512285307839},{"$f":"(BA200/(1+$U$185*BA274))^(1/4)","v":1.7127729422050786},2.0236278152084051,2.2299674663303222,2.3884696986767793,2.5187926045046498,2.6302974616004668,2.7282377697824027,2.815881104584844,2.8954094995783359,2.9683582226402407,3.0358516850228647,3.0987400011525943,3.1576827363528261,3.2132027091759179,3.265721903537385,3.3155862206288456,3.3630830108173058,3.4084537870920006,3.4519036351638328]
[6,null,null,null,null,null,null,null,null,null,null,null,null,null,null,null,null,null,null,null,null,null,null,"-","-","-",null,null,null,null,null,null,null,null,null,null,null,null,null,null,null,null,null,null,null,null,null,null,null,null,"T4",{"$f":"1/(3.1415*$L$185*$T$185*AZ275)","v":2.809974028291859},{"$f":"1/(3.1415*$L$185*$T$185*BA275)","v":2.3746874201283648},2.0099053436719898,1.8239281159038054,1.7028896626337551,1.6147817617522859,1.5463271431345267,1.4908159414987663,1.4444148059973947,1.4047409735938823,1.3702188396159745,1.339755950350392,1.3125658680230647,1.2880649194315335,1.2658088292331167,1.2454521479569352,1.2267213363612148,1.2093963622985924,1.1932977864607508,1.1782774924415311,{"$f":"EXP(INDEX(LINEST(LN(AZ200:BS200),LN(AZ277:BS277)),1,2))","v":3.5795122739057765E-3},{"$f":"INDEX(LINEST(LN(AZ200:BS200),LN(AZ277:BS277),,),1)","v":1.6743612247970434}]
[4,null,null,null,null,null,null,null,null,null,null,null,null,null,null,null,null,null,null,null,null,null,null,"-","-","-",null,null,null,null,null,null,null,null,null,null,null,null,null,null,null,null,null,null,null,null,null,null,null,null,"i max",{"$f":"(AZ200/($P$185*$O$185+$P$185*(AZ276+$Q$185)))^(1/2)","v":75.060581543142362},{"$f":"(BA200/($P$185*$O$185+$P$185*(BA276+$Q$185)))^(1/2)","v":114.21137313287505},173.37493969441653,221.09055028917376,262.58218275166917,299.96710661282162,334.36437268789086,366.4541098841766,396.687721494176,425.38365725807182,452.77690219052761,479.04694957883322,504.33471785167598,528.75333699201883,552.39532558601297,575.33753697621228,597.64466989143432,619.37182348503734,640.56639754757873,661.26953259941138]
[2,null,null,null,null,null,null,null,null,null,null,null,null,null,null,null,null,null,null,null,null,null,null,"-","-","-",null,null,null,null,null,null,null,null,null,null,null,null,null,null,null,null,null,null,null,null,null,null,null,"MIL W-81044 - 44A0111"]
[1,null,null,null,null,null,null,null,null,null,null,null,null,null,null,null,null,null,null,null,null,null,null,"-","-","-",null,null,null,null,null,null,null,null,null,null,null,null,null,null,null,null,null,null,null,null,null,null,null,null,"ΔT",5,10,20,30,40,50,60,70,80,90,100,110,120,130,140,150,160,170,180,190,"facteur "]
[0,null,null,null,null,null,null,null,null,null,null,null,null,null,null,null,null,null,null,null,null,null,null,"-","-","-",null,null,null,null,null,null,null,null,null,null,null,null,null,null,null,null,null,null,null,null,null,null,null,null,null,2,2,2,2,2,2,2,2,2,2,2,2,2,2,2,2,2,2,2,2,"x3","x2","x1","x0"]
["00",null,null,null,null,null,null,null,null,null,null,null,null,null,null,null,null,null,null,null,null,null,null,"-","-","-",null,null,null,null,null,null,null,null,null,null,null,null,null,null,null,null,null,null,null,null,null,null,null,26,"teta",{"$f":"(AZ279/(1+$AC$193*AZ280))^(1/4)","v":1.4716033547723952},{"$f":"(BA279/(1+$AC$193*BA280))^(1/4)","v":1.7500411799572058},{"$f":"(BB279/(1+$AC$193*BB280))^(1/4)","v":2.0811614227528668},2.3031837185383952,2.4749319714068947,2.6169219455359545,2.7389624652442839,2.8465759653243281,2.9432067095447905,3.0311602390236692,3.1120621970381204,3.187105497268953,3.2571936513938957,3.3230288073966525,3.3851683913594299,3.4440629664449478,3.500082359914412,3.5535341912020861,3.604677322960296,3.6537318277942816]
["000",null,null,null,null,null,null,null,null,null,null,null,null,null,null,null,null,null,null,null,null,null,null,"-","-","-",null,null,null,null,null,null,null,null,null,null,null,null,null,null,null,null,null,null,null,null,null,null,null,null,null,{"$f":"(AZ279/(1+$AC$193*AZ281))^(1/4)","v":1.4776942361205991},{"$f":"(BA279/(1+$AC$193*BA281))^(1/4)","v":1.7534490051598359},{"$f":"(BB279/(1+$AC$193*BB281))^(1/4)","v":2.0798539807524183},2.2978017355120155,2.465902299529366,2.6045533456744696,2.7234921454401597,2.8281939646857612,2.9220699896091094,3.0074014691735127,3.0857955599678188,3.1584307042217281,3.2261988226838443,3.2897926017480486,3.3497616197807729,3.4065498415647673,3.4605214808160607,3.5119793320548358,3.5611780732831391,3.6083341186150255]
["0000",null,null,null,null,null,null,null,null,null,null,null,null,null,null,null,null,null,null,null,null,null,null,"-","-","-",null,null,null,null,null,null,null,null,null,null,null,null,null,null,null,null,null,null,null,null,null,null,null,null,"T4",{"$f":"1/(3.1415*$T$193*$AB$193*AZ282)","v":20.415286258136355},{"$f":"1/(3.1415*$T$193*$AB$193*BA282)","v":17.204692433955465},{"$f":"1/(3.1415*$T$193*$AB$193*BB282)","v":14.504648456853015},13.12887459617049,12.233879192276937,11.582619677381974,11.076790099398142,10.666719188672076,10.324034311182167,10.031101980106016,9.7762636072737035,9.551436665074398,9.3508033727766549,9.1700464085093021,9.0058798973207228,8.8557491407620148,8.7176314320366686,8.5898998769874115,8.471227838541628,8.3605203511417816,{"$f":"EXP(INDEX(LINEST(LN(AZ279:BS279),LN(AZ284:BS284)),1,2))","v":4.4674794014709773},{"$f":"INDEX(LINEST(LN(AZ279:BS279),LN(AZ284:BS284),,),1)","v":1.6303511256427634}]
[null,null,null,null,null,null,null,null,null,null,null,null,null,null,null,null,null,null,null,null,null,null,null,null,null,null,null,null,null,null,null,null,null,null,null,null,null,null,null,null,null,null,null,null,null,null,null,null,null,null,"i max",{"$f":"(AZ279/($X$193*$W$193+$X$193*(AZ283+$Y$193)))^(1/2)","v":1.0679829570410395},{"$f":"(BA279/($X$193*$W$193+$X$193*(BA283+$Y$193)))^(1/2)","v":1.6381523623794778},{"$f":"(BB279/($X$193*$W$193+$X$193*(BB283+$Y$193)))^(1/2)","v":2.5103568705398782},3.2207859127580214,3.8427679736990554,4.4061517555315444,4.9267639061540338,5.414248625480548,5.8750211457942374,6.3136161322761986,6.7333856574308557,7.1368943302622334,7.5261585857466864,7.9027994531498615,8.2681443244881443,8.623297166493316,8.9691884062156433,9.3066112730056663,9.6362488513010103,9.9586946007054458]
[null,null,null,null,null,null,null,null,null,null,null,null,null,null,null,null,null,null,null,null,null,null,null,null,null,null,null,null,null,null,null,null,null,null,null,null,null,null,null,null,null,null,null,null,null,null,null,null,null,24,"teta",{"$f":"(AZ279/(1+$AC$194*AZ280))^(1/4)","v":1.4703048953737945},{"$f":"(BA279/(1+$AC$194*BA280))^(1/4)","v":1.7484970428018478},{"$f":"(BB279/(1+$AC$194*BB280))^(1/4)","v":2.0793251238611745},2.3011515197557935,2.4727482316996232,2.6146129219226513,2.7365457599929148,2.8440643080193757,2.940609790747589,3.0284857150167341,3.1093162897284712,3.1842933760041841,3.2543196883141023,3.3200967551063441,3.382181510621932,3.4410241204721861,3.4969940856036956,3.550398754024771,3.6014967599820031,3.6505079819010384]
[null,null,null,null,null,null,null,null,null,null,null,null,null,null,null,null,null,null,null,null,null,null,null,null,null,null,null,null,null,null,null,null,null,null,null,null,null,null,null,null,null,null,null,null,null,null,null,null,null,null,null,{"$f":"(AZ279/(1+$AC$194*AZ285))^(1/4)","v":1.4767342825303966},{"$f":"(BA279/(1+$AC$194*BA285))^(1/4)","v":1.7521065663545063},{"$f":"(BB279/(1+$AC$194*BB285))^(1/4)","v":2.0779803952137073},2.2955271264637664,2.4632934725911557,2.6016527370467077,2.7203297519608993,2.8247924220622465,2.9184471531917939,3.0035718835376071,3.0817713654505186,3.1542222304937213,3.2218149958081663,3.2852412338588199,3.3450496215741858,3.4016833821630512,3.4555061106449796,3.5068200790469679,3.5558795194109902,3.6029004616349147]
[null,null,null,null,null,null,null,null,null,null,null,null,null,null,null,null,null,null,null,null,null,null,null,null,null,null,null,null,null,null,null,null,null,null,null,null,null,null,null,null,null,null,null,null,null,null,null,null,null,null,"T4",{"$f":"1/(3.1415*$T$194*$AB$194*AZ286)","v":18.532461578202824},{"$f":"1/(3.1415*$T$194*$AB$194*BA286)","v":15.619781283709987},{"$f":"1/(3.1415*$T$194*$AB$194*BB286)","v":13.170250025094637},11.922107578998139,11.110134320869776,10.519282978279417,10.060369090358298,9.6883300657645357,9.3774257047206344,9.1116585230435785,8.8804515672461903,8.6764721545715986,8.4944422283144068,8.3304449822894142,8.1814993642247646,8.0452876642526103,7.9199748100289904,7.8040848219527224,7.6964141228110998,7.5959693151752319,{"$f":"EXP(INDEX(LINEST(LN(AZ279:BS279),LN(AZ288:BS288)),1,2))","v":2.9514104963048147},{"$f":"INDEX(LINEST(LN(AZ279:BS279),LN(AZ288:BS288),,),1)","v":1.65787248877676}]
[null,null,null,null,null,null,null,null,null,null,null,null,null,null,null,null,null,null,null,null,null,null,null,null,null,null,null,null,null,null,null,null,null,null,null,null,null,null,null,null,null,null,null,null,null,null,null,null,null,null,"i max",{"$f":"(AZ279/($X$194*$W$194+$X$194*AZ287+$Y$194))^(1/2)","v":1.3665042244755361},{"$f":"(BA279/($X$194*$W$194+$X$194*BA287+$Y$194))^(1/2)","v":2.0854464708866551},{"$f":"(BB279/($X$194*$W$194+$X$194*BB287+$Y$194))^(1/2)","v":3.1772436664157109},4.0609920454054267,4.8313583156897115,5.52678317174525,6.167612040806433,6.7662242595128168,7.3308439148774598,7.8672777070066671,8.3798136426581209,8.8717293510574589,9.3455996766630651,9.8034929121689576,10.247101434028748,10.677831774053622,11.096868577741224,11.50522117252158,11.903758214718614,12.29323395682859]
[null,null,null,null,null,null,null,null,null,null,null,null,null,null,null,null,null,null,null,null,null,null,null,null,null,null,null,null,null,null,null,null,null,null,null,null,null,null,null,null,null,null,null,null,null,null,null,null,null,22,"teta",{"$f":"(AZ279/(1+$AC$195*AZ280))^(1/4)","v":1.4693111740601954},{"$f":"(BA279/(1+$AC$195*BA280))^(1/4)","v":1.747315302345386},{"$f":"(BB279/(1+$AC$195*BB280))^(1/4)","v":2.0779197897022637},2.29959626185099,2.4710769983188898,2.6128458077713614,2.7346962362268572,2.8421421166908845,2.9386223481203908,3.026438880504783,3.1072148250067348,3.1821412372155264,3.2521202214921408,3.31785283214918,3.3798956270176941,3.4386984674597523,3.494630604690772,3.547999178994619,3.5990626498171578,3.6480407469768457]
[null,null,null,null,null,null,null,null,null,null,null,null,null,null,null,null,null,null,null,null,null,null,null,null,null,null,null,null,null,null,null,null,null,null,null,null,null,null,null,null,null,null,null,null,null,null,null,null,null,null,null,{"$f":"(AZ279/(1+$AC$195*AZ289))^(1/4)","v":1.4759999830791777},{"$f":"(BA279/(1+$AC$195*BA289))^(1/4)","v":1.7510802167873991},{"$f":"(BB279/(1+$AC$195*BB289))^(1/4)","v":2.0765488161066386},2.2937898136387029,2.4613014867196421,2.5994385031904383,2.7179161848667768,2.8221968097198133,2.9156831301447141,3.0006505543956861,3.0787019978607582,3.1510127088241049,3.2184721322421956,3.2817709897611462,3.3414572698567087,3.3979736294280714,3.4516831910616572,3.5028878278436153,3.5518414313366589,3.5987597381206986]
[null,null,null,null,null,null,null,null,null,null,null,null,null,null,null,null,null,null,null,null,null,null,null,null,null,null,null,null,null,null,null,null,null,null,null,null,null,null,null,null,null,null,null,null,null,null,null,null,null,null,"T4",{"$f":"1/(3.1415*$T$195*$AB$195*AZ290)","v":16.81542018903744},{"$f":"1/(3.1415*$T$195*$AB$195*BA290)","v":14.173856615217472},{"$f":"1/(3.1415*$T$195*$AB$195*BB290)","v":11.952312279864046},10.820328770715291,10.083917004238023,9.5480465816083235,9.1318341796861162,8.7944114418273323,8.5124338985548995,8.2713929744768429,8.0616961082087322,7.8766930533106896,7.7115969611324902,7.5628555410854377,7.4277651665295297,7.3042238172595884,7.1905671930611348,7.0854566672685877,6.9878006646113748,6.8966982295543575,{"$f":"EXP(INDEX(LINEST(LN(AZ279:BS279),LN(AZ292:BS292)),1,2))","v":1.7814338521847715},{"$f":"INDEX(LINEST(LN(AZ279:BS279),LN(AZ292:BS292),,),1)","v":1.6330999536208515}]
[null,null,null,null,null,null,null,null,null,null,null,null,null,null,null,null,null,null,null,null,null,null,null,null,null,null,null,null,null,null,null,null,null,null,null,null,null,null,null,null,null,null,null,null,null,null,null,null,null,null,"i max",{"$f":"(AZ279/($X$195*$W$195+$X$195*(AZ291+$Y$195)))^(1/2)","v":1.8745662047468477},{"$f":"(BA279/($X$195*$W$195+$X$195*(BA291+$Y$195)))^(1/2)","v":2.873903658765836},{"$f":"(BB279/($X$195*$W$195+$X$195*(BB291+$Y$195)))^(1/2)","v":4.4014980246782995},5.6449678620523134,6.7331455705496799,7.7184611704919774,8.6287099101532387,9.4808268916626854,10.28607584777491,11.052417812064888,11.785737106303532,12.490535326421856,13.170351588465875,13.828030806060184,14.465902395600368,15.085903561163681,15.689666883671485,16.27858412687274,16.853853731875553,17.41651684102311]
[null,null,null,null,null,null,null,null,null,null,null,null,null,null,null,null,null,null,null,null,null,null,null,null,null,null,null,null,null,null,null,null,null,null,null,null,null,null,null,null,null,null,null,null,null,null,null,null,null,20,"teta",{"$f":"(AZ279/(1+$AC$196*AZ280))^(1/4)","v":1.4680569726617414},{"$f":"(BA279/(1+$AC$196*BA280))^(1/4)","v":1.7458237971186981},{"$f":"(BB279/(1+$AC$196*BB280))^(1/4)","v":2.0761460810746226},2.297633330581963,2.4689676913989578,2.6106154872484484,2.7323619043954692,2.8397160692475047,2.9361139453234828,3.0238555176724047,3.1045625119721501,3.1794249671290706,3.2493442174694769,3.3150207188872578,3.3770105541366928,3.4357632005789922,3.4916475942373961,3.5449706132213716,3.5959904963562601,3.6449267858995387]
[null,null,null,null,null,null,null,null,null,null,null,null,null,null,null,null,null,null,null,null,null,null,null,null,null,null,null,null,null,null,null,null,null,null,null,null,null,null,null,null,null,null,null,null,null,null,null,null,null,null,null,{"$f":"(AZ279/(1+$AC$196*AZ293))^(1/4)","v":1.4750736477675814},{"$f":"(BA279/(1+$AC$196*BA293))^(1/4)","v":1.7497861012563194},{"$f":"(BB279/(1+$AC$196*BB293))^(1/4)","v":2.0747448014520953},2.2916013656497238,2.4587929679622271,2.5966507738719846,2.7148781139943883,2.8189301730690022,2.9122050986093071,2.996975110540911,3.0748408095310373,3.1469757010247328,3.2142678792430899,3.2774069940799277,3.3369401668677856,3.3933093412712587,3.4468770449236907,3.4979446485494354,3.5467656149987099,3.5935553115483096]
[null,null,null,null,null,null,null,null,null,null,null,null,null,null,null,null,null,null,null,null,null,null,null,null,null,null,null,null,null,null,null,null,null,null,null,null,null,null,null,null,null,null,null,null,null,null,null,null,null,null,"T4",{"$f":"1/(3.1415*$T$196*$AB$196*AZ294)","v":15.28090941027993},{"$f":"1/(3.1415*$T$196*$AB$196*BA294)","v":12.881841254107499},{"$f":"1/(3.1415*$T$196*$AB$196*BB294)","v":10.864211718593875},9.8361203317911325,9.1672894297027501,8.6805923275606514,8.3025704427901132,7.9961068210808168,7.7399997671151457,7.5210723992163375,7.330612601198486,7.1625804983774879,7.0126285772844508,6.8775305678370291,6.7548309702493574,6.6426206744189988,6.5393881160407306,6.4439175143537204,6.3552174662197896,6.2724696938965021,{"$f":"EXP(INDEX(LINEST(LN(AZ279:BS279),LN(AZ296:BS296)),1,2))","v":1.1007151560040451},{"$f":"INDEX(LINEST(LN(AZ279:BS279),LN(AZ296:BS296),,),1)","v":1.634591578067027}]
[null,null,null,null,null,null,null,null,null,null,null,null,null,null,null,null,null,null,null,null,null,null,null,null,null,null,null,null,null,null,null,null,null,null,null,null,null,null,null,null,null,null,null,null,null,null,null,null,null,null,"i max",{"$f":"(AZ279/($X$196*$W$196+$X$196*(AZ295+$Y$196)))^(1/2)","v":2.5148310227322592},{"$f":"(BA279/($X$196*$W$196+$X$196*(BA295+$Y$196)))^(1/2)","v":3.8544398137610751},{"$f":"(BB279/($X$196*$W$196+$X$196*(BB295+$Y$196)))^(1/2)","v":5.901361053188932},7.5669944155570814,9.0242641129905135,10.343535119163256,11.562107246253222,12.702704802909834,13.78044099489744,14.805996981901743,15.787267226289897,16.730290822517638,17.63981544458326,18.519657346603267,19.372941158437087,20.202265310278676,21.009819556888395,21.797470587905323,22.56682575089582,23.319281383067594]
[null,null,null,null,null,null,null,null,null,null,null,null,null,null,null,null,null,null,null,null,null,null,null,null,null,null,null,null,null,null,null,null,null,null,null,null,null,null,null,null,null,null,null,null,null,null,null,null,null,18,"teta",{"$f":"(AZ279/(1+$AC$197*AZ280))^(1/4)","v":1.4664205007611844},{"$f":"(BA279/(1+$AC$197*BA280))^(1/4)","v":1.7438776930910536},{"$f":"(BB279/(1+$AC$197*BB280))^(1/4)","v":2.0738317603184124},2.2950721136446779,2.4662154846892741,2.6077053829625809,2.7293160869905848,2.8365505820495125,2.9328410015223687,3.0204847666197105,3.1011017952499964,3.1758807997598693,3.2457221097405888,3.3113254002741206,3.3732461342383897,3.4319332879533797,3.4877553861821071,3.5410189649509913,3.591981975221493,3.640863714523026]
[null,null,null,null,null,null,null,null,null,null,null,null,null,null,null,null,null,null,null,null,null,null,null,null,null,null,null,null,null,null,null,null,null,null,null,null,null,null,null,null,null,null,null,null,null,null,null,null,null,null,null,{"$f":"(AZ279/(1+$AC$197*AZ297))^(1/4)","v":1.473865710057334},{"$f":"(BA279/(1+$AC$197*BA297))^(1/4)","v":1.7480996616137918},{"$f":"(BB279/(1+$AC$197*BB297))^(1/4)","v":2.0723956353981046},2.2887529929820714,2.455529229267901,2.5930248747859861,2.7109276344617377,2.8146834521176403,2.90768447737213,2.9921987780911152,3.0698239410523729,3.1417312027738804,3.2088068992568042,3.2717392855006149,3.3310743543800547,3.3872531214963999,3.4406373404109889,3.4915277283098392,3.5401771903715424,3.586800613525738]
[null,null,null,null,null,null,null,null,null,null,null,null,null,null,null,null,null,null,null,null,null,null,null,null,null,null,null,null,null,null,null,null,null,null,null,null,null,null,null,null,null,null,null,null,null,null,null,null,null,null,"T4",{"$f":"1/(3.1415*$T$197*$AB$197*AZ298)","v":13.788672405007389},{"$f":"1/(3.1415*$T$197*$AB$197*BA298)","v":11.62556797602314},{"$f":"1/(3.1415*$T$197*$AB$197*BB298)","v":9.8063569995167583},8.8793554862708515,8.2762816270825841,7.8374301930410537,7.4965672954930449,7.2202262850070564,6.9892904828934981,6.7918787995492389,6.6201358238112284,6.4686155922604138,6.3333980769179785,6.2115742336249689,6.1009299952226455,5.9997439565355446,5.9066531674990825,5.8205613778103578,5.740574652654975,5.6659551602388936,{"$f":"EXP(INDEX(LINEST(LN(AZ279:BS279),LN(AZ300:BS300)),1,2))","v":0.69512005453736769},{"$f":"INDEX(LINEST(LN(AZ279:BS279),LN(AZ300:BS300),,),1)","v":1.6396099500889467}]
[null,null,null,null,null,null,null,null,null,null,null,null,null,null,null,null,null,null,null,null,null,null,null,null,null,null,null,null,null,null,null,null,null,null,null,null,null,null,null,null,null,null,null,null,null,null,null,null,null,null,"i max",{"$f":"(AZ279/($X$197*$W$197+$X$197*(AZ299+$Y$193)))^(1/2)","v":3.3175926524290342},{"$f":"(BA279/($X$197*$W$197+$X$197*(BA299+$Y$193)))^(1/2)","v":5.080144267583897},{"$f":"(BB279/($X$197*$W$197+$X$197*(BB299+$Y$193)))^(1/2)","v":7.7697303703469967},9.9558019048805662,11.866870216155016,13.595879956308593,15.192084649408642,16.685483418928101,18.096023257534195,19.43779878593557,20.72122550570506,21.954269756247971,23.143193387981562,24.293029070878045,25.407896859558821,26.491222554021959,27.545892815937119,28.574368151902313,29.578767003514422,30.560929521191017]
[null,null,null,null,null,null,null,null,null,null,null,null,null,null,null,null,null,null,null,null,null,null,null,null,null,null,null,null,null,null,null,null,null,null,null,null,null,null,null,null,null,null,null,null,null,null,null,null,null,16,"teta",{"$f":"(AZ279/(1+$AC$198*AZ280))^(1/4)","v":1.4652615408061651},{"$f":"(BA279/(1+$AC$198*BA280))^(1/4)","v":1.7424994496665414},{"$f":"(BB279/(1+$AC$198*BB280))^(1/4)","v":2.0721927434317768},2.2932582432901549,2.4642663541460772,2.6056444283375102,2.7271590194592932,2.8343087635988873,2.9305230816123298,3.0180975789832574,3.0986508933461647,3.173370797569552,3.2431569096848358,3.3087083517979403,3.3705801477863613,3.4292209191294503,3.4849988993330827,3.5382203821582583,3.5891431146993766,3.6379862211678629]
[null,null,null,null,null,null,null,null,null,null,null,null,null,null,null,null,null,null,null,null,null,null,null,null,null,null,null,null,null,null,null,null,null,null,null,null,null,null,null,null,null,null,null,null,null,null,null,null,null,null,null,{"$f":"(AZ279/(1+$AC$198*AZ301))^(1/4)","v":1.4730107412226054},{"$f":"(BA279/(1+$AC$198*BA301))^(1/4)","v":1.7469067508419693},{"$f":"(BB279/(1+$AC$198*BB301))^(1/4)","v":2.0707351361247772},2.286740581823838,2.4532241867591646,2.5904648068659735,2.7081390949005861,2.8116864600577967,2.9044948114592906,2.9888292819991502,3.0662853283650731,3.1380325837275329,3.2049561418010986,3.2677432721330533,3.3269391704689113,3.3829841969091636,3.4362395583368888,3.4870055104307012,3.5355345645967082,3.5820412686213587]
[null,null,null,null,null,null,null,null,null,null,null,null,null,null,null,null,null,null,null,null,null,null,null,null,null,null,null,null,null,null,null,null,null,null,null,null,null,null,null,null,null,null,null,null,null,null,null,null,null,null,"T4",{"$f":"1/(3.1415*$T$198*$AB$198*AZ302)","v":12.940669981409265},{"$f":"1/(3.1415*$T$198*$AB$198*BA302)","v":10.911713445520464},{"$f":"1/(3.1415*$T$198*$AB$198*BB302)","v":9.2053037342599904},8.3357710239390972,7.7700790592702944,7.3584268856731878,7.0386879009006469,6.7794706671671179,6.562843839839978,6.3776629853153999,6.2165597261610364,6.074425734161804,5.9475840036053027,5.8333058302924856,5.7295143988298856,5.6345950118976003,5.5472692044958904,5.4665086774922678,5.3914749051271453,5.3214757876223988,{"$f":"EXP(INDEX(LINEST(LN(AZ279:BS279),LN(AZ304:BS304)),1,2))","v":0.53335383430874883},{"$f":"INDEX(LINEST(LN(AZ279:BS279),LN(AZ304:BS304),,),1)","v":1.6378850955945696}]
[null,"IEC 60287",null,null,null,null,null,null,null,null,null,null,null,null,null,null,null,null,null,null,null,null,null,null,null,null,null,null,null,null,null,null,null,null,null,null,null,null,null,null,null,null,null,null,null,null,null,null,null,null,"i max",{"$f":"(AZ279/($X$198*$W$198+$X$198*(AZ303+$Y$198)))^(1/2)","v":3.9055611375204258},{"$f":"(BA279/($X$198*$W$198+$X$198*(BA303+$Y$198)))^(1/2)","v":5.9823567933480994},{"$f":"(BB279/($X$198*$W$198+$X$198*(BB303+$Y$198)))^(1/2)","v":9.1529154306657343},11.730935064735899,13.985268477625336,16.025284302248664,17.908945641892856,19.671559483829927,21.336603879160624,22.920669607075709,24.436017487516686,25.892025770888129,27.296066495355859,28.654064870042244,29.970871850091651,31.250521141414868,32.496411774687317,33.711441092494368,34.898103730742513,36.058566688255546]
[null,null,null,null,null,null,null,null,null,null,null,null,null,null,null,null,null,null,null,null,null,null,null,null,null,null,null,null,null,null,null,null,null,null,null,null,null,null,null,null,null,null,null,null,null,null,null,null,null,14,"teta",{"$f":"(AZ279/(1+$AC$199*AZ280))^(1/4)","v":1.4619078523052358},{"$f":"(BA279/(1+$AC$199*BA280))^(1/4)","v":1.7385112194397336},{"$f":"(BB279/(1+$AC$199*BB280))^(1/4)","v":2.067449911669788},2.2880094371309814,2.4586261448694593,2.5996806331286235,2.7209171018295342,2.8278216017893065,2.923815704610472,3.011189761598144,3.0915587056513378,3.1661075910657237,3.2357339768282651,3.3011353848952205,3.3628655688062348,3.4213721232364636,3.4770224388794673,3.5301221084515251,3.5809282891158603,3.6296596035527182]
[null,null,null,null,null,null,null,null,null,null,null,null,null,null,null,null,null,null,null,null,null,null,null,null,null,null,null,null,null,null,null,null,null,null,null,null,null,null,null,null,null,null,null,null,null,null,null,null,null,null,null,{"$f":"(AZ279/(1+$AC$199*AZ305))^(1/4)","v":1.4705390199645858},{"$f":"(BA279/(1+$AC$199*BA305))^(1/4)","v":1.7434614613072859},{"$f":"(BB279/(1+$AC$199*BB305))^(1/4)","v":2.0659449116377786},2.28093954546235,2.4465834268993216,2.5830927929226224,2.7001123810028975,2.8030627375547925,2.8953195351488228,2.9791394398548769,3.0561117650621936,3.1274015208936161,3.1938902198708705,3.2562622913117418,3.3150606339442619,3.3707237193062447,3.4236111795116204,3.4740219410264439,3.5222073813035624,3.5683810716346933]
[null,null,null,null,null,null,null,null,null,null,null,null,null,null,null,"IEC 60287",null,null,null,null,null,null,null,null,null,null,null,null,null,null,null,null,null,null,null,null,null,null,null,null,null,null,null,null,null,null,null,null,null,null,"T4",{"$f":"1/(3.1415*$T$199*$AB$199*AZ306)","v":11.332807095411335},{"$f":"1/(3.1415*$T$199*$AB$199*BA306)","v":9.5587630752892299},{"$f":"1/(3.1415*$T$199*$AB$199*BB306)","v":8.0666889739680609},7.3063466643329189,6.8116765838860864,6.4516981678687628,6.1720894125687886,5.945402083319629,5.7559571015284394,5.5940097387135754,5.4531170064046197,5.3288120915065535,5.2178797304459854,5.1179338605491997,5.0271584383376604,4.944141504117078,4.8677651069918531,4.7971300476616747,4.7315030704881655,4.6702789598363754,{"$f":"EXP(INDEX(LINEST(LN(AZ279:BS279),LN(AZ308:BS308)),1,2))","v":0.32986683358051866},{"$f":"INDEX(LINEST(LN(AZ279:BS279),LN(AZ308:BS308),,),1)","v":1.6417808513241743}]
[null,null,null,null,null,null,null,null,null,null,null,null,null,null,null,null,null,null,null,null,null,null,null,null,null,null,null,null,null,null,null,null,null,null,null,null,null,null,null,null,null,null,null,null,null,null,null,null,null,null,"i max",{"$f":"(AZ279/($X$199*$W$199+$X$199*(AZ307+$Y$199)))^(1/2)","v":5.2147115624487581},{"$f":"(BA279/($X$199*$W$199+$X$199*(BA307+$Y$199)))^(1/2)","v":7.9818901541166909},{"$f":"(BB279/($X$199*$W$199+$X$199*(BB307+$Y$199)))^(1/2)","v":12.202050509383493},15.630465362277272,18.626569707573093,21.336530377911849,23.837792871345453,26.177521516012863,28.387073442515124,30.488603636895938,32.49848258497547,34.429230355310651,36.290687506278481,38.090762405442234,39.83592893164311,41.531569762831481,43.182220224579808,44.791745895733392,46.363474789233003,47.900297593749777]
[null,null,null,null,null,null,null,null,null,null,null,null,null,null,null,null,null,null,null,null,null,null,null,null,null,null,null,null,null,null,null,null,null,null,null,null,null,null,null,null,null,null,null,null,null,null,null,null,null,12,"teta",{"$f":"(AZ279/(1+$AC$200*AZ280))^(1/4)","v":1.4584107284951697},{"$f":"(BA279/(1+$AC$200*BA280))^(1/4)","v":1.7343524149227576},{"$f":"(BB279/(1+$AC$200*BB280))^(1/4)","v":2.0625042317482949},2.28253614258124,2.4527447071182933,2.5934617698628264,2.7144082210084761,2.8210569878373111,2.9168214569903395,3.0039865008759952,3.084163189208422,3.1585337414386854,3.2279935694451583,3.2932385265969604,3.3548210417642741,3.4131876389022429,3.4687048298455152,3.5216774762823779,3.5723621202138611,3.6209768613388347]
[null,null,null,null,null,null,null,null,null,null,null,null,null,null,null,null,null,null,null,null,null,null,null,null,null,null,null,null,null,null,null,null,null,null,null,null,null,null,null,null,null,null,null,null,null,null,null,null,null,null,null,{"$f":"(AZ279/(1+$AC$200*AZ309))^(1/4)","v":1.46796517215522},{"$f":"(BA279/(1+$AC$200*BA309))^(1/4)","v":1.7398791946837031},{"$f":"(BB279/(1+$AC$200*BB309))^(1/4)","v":2.0609728798101785},2.2749251797012451,2.4397044097141238,2.5754616725163566,2.6918085320800342,2.7941459398783768,2.8858368633410278,2.9691291813680434,3.0456058341476981,3.1164270374804453,3.1824705912560001,3.2444179812292688,3.3028097262286411,3.3580823416167624,3.4105938287785715,3.4606417380685093,3.508476273248279,3.5543099951182415]
[null,null,null,null,null,null,null,null,null,null,null,null,null,null,null,null,null,null,null,null,null,null,null,null,null,null,null,null,null,null,null,null,null,null,null,null,null,null,null,null,null,null,null,null,null,null,null,null,null,null,"T4",{"$f":"1/(3.1415*$T$200*$AB$200*AZ310)","v":10.022626928789533},{"$f":"1/(3.1415*$T$200*$AB$200*BA310)","v":8.4562579459102949},{"$f":"1/(3.1415*$T$200*$AB$200*BB310)","v":7.1387971229990992},6.4674071025492985,6.0305942008327458,5.7127106265933492,5.4657926407563009,5.265604439261498,5.0983017965660409,4.9552802745312121,4.8308507621063885,4.7210690601834413,4.623096064231488,4.5348248438055911,4.4546517918148929,4.3813301069575621,4.3138725991998754,4.251485238451691,4.1935205254634216,4.1394440229399905,{"$f":"EXP(INDEX(LINEST(LN(AZ279:BS279),LN(AZ312:BS312)),1,2))","v":0.21155509903994391},{"$f":"INDEX(LINEST(LN(AZ279:BS279),LN(AZ312:BS312),,),1)","v":1.6457804569572243}]
[null,null,null,null,null,null,null,null,null,null,null,null,null,null,null,null,null,null,null,null,null,null,null,null,null,null,null,null,null,null,null,null,null,null,null,null,null,null,null,null,null,null,null,null,null,null,null,null,null,null,"i max",{"$f":"(AZ279/($X$200*$W$200+$X$200*(AZ311+$Y$200)))^(1/2)","v":6.8006950928714787},{"$f":"(BA279/($X$200*$W$200+$X$200*(BA311+$Y$200)))^(1/2)","v":10.401720044440028},{"$f":"(BB279/($X$200*$W$200+$X$200*(BB311+$Y$200)))^(1/2)","v":15.887726428057023},20.340457434119159,24.229268261595355,27.744955631344219,30.988584330835533,34.021689081751738,36.885173291859928,39.607931847986833,42.211312141463544,44.71163828216131,47.121739094150676,49.451923237328991,51.710628556701444,53.904869926182499,56.040557338594276,58.122727565411942,60.155716553094592,62.143290153050593]
[null,null,null,null,null,null,null,null,null,null,null,null,null,null,null,null,null,null,null,null,null,null,null,null,null,null,null,null,null,null,null,null,null,null,null,null,null,null,null,null,null,null,null,null,null,null,null,null,null,10,"teta",{"$f":"(AZ279/(1+$AC$201*AZ280))^(1/4)","v":1.4559123074073279},{"$f":"(BA279/(1+$AC$201*BA280))^(1/4)","v":1.7313812747888233},{"$f":"(BB279/(1+$AC$201*BB280))^(1/4)","v":2.0589709307613497},2.2786259022621285,2.4485428804451721,2.5890188790847097,2.7097581353996185,2.8162242009339331,2.9118246148146558,2.9988403352076136,3.0788796718839064,3.1531228190201332,3.2224636545537328,3.2875968397789865,3.3490738571934862,3.4073404658067781,3.4627625495776466,3.515644447932126,3.5662422633860387,3.6147737220090166]
[null,null,null,null,null,null,null,null,null,null,null,null,null,null,null,null,null,null,null,null,null,null,null,null,null,null,null,null,null,null,null,null,null,null,null,null,null,null,null,null,null,null,null,null,null,null,null,null,null,null,null,{"$f":"(AZ279/(1+$AC$201*AZ313))^(1/4)","v":1.4661285561973842},{"$f":"(BA279/(1+$AC$201*BA313))^(1/4)","v":1.7373263321597425},{"$f":"(BB279/(1+$AC$201*BB313))^(1/4)","v":2.0574349480954033},2.2706497669933428,2.434817998942874,2.5700443171865119,2.6859166537101058,2.7878220082315726,2.8791143060135687,2.96203517461718,3.0381630218137046,3.1086546549196248,3.1743852351326018,3.2360341566873769,3.2941402478271615,3.3491386346579337,3.4013861606976601,3.4511793994285802,3.4987677216034649,3.5443629709812932]
[null,null,null,null,null,null,null,null,null,null,null,null,null,null,null,null,null,null,null,null,null,null,null,null,null,null,null,null,null,null,null,null,null,null,null,null,null,null,null,null,null,null,null,null,null,null,null,null,null,null,"T4",{"$f":"1/(3.1415*$T$201*$AB$201*AZ314)","v":8.9347688616332537},{"$f":"1/(3.1415*$T$201*$AB$201*BA314)","v":7.5400456025893261},{"$f":"1/(3.1415*$T$201*$AB$201*BB314)","v":6.3669180807831234},5.7690622135924121,5.3800817049780045,5.0970015121778376,4.8771132763814924,4.6988364868291068,4.5498435903371091,4.4224727252797456,4.3116579581182695,4.2138871071873378,4.1266320250246844,4.0480165340631826,3.9766126471707586,3.911310100903493,3.8512298081370622,3.795664685884665,3.7440381338205198,3.6958742313677235,{"$f":"EXP(INDEX(LINEST(LN(AZ279:BS279),LN(AZ316:BS316)),1,2))","v":0.13020398555299637},{"$f":"INDEX(LINEST(LN(AZ279:BS279),LN(AZ316:BS316),,),1)","v":1.6485996049768283}]
[null,null,null,null,null,null,null,null,null,null,null,null,null,null,null,null,null,null,null,null,null,null,null,null,null,null,null,null,null,null,null,null,null,null,null,null,null,null,null,null,null,null,null,null,null,null,null,null,null,null,"i max",{"$f":"(AZ279/($X$201*$W$201+$X$201*(AZ315+$Y$201)))^(1/2)","v":9.0968528388660062},{"$f":"(BA279/($X$201*$W$201+$X$201*(BA315+$Y$201)))^(1/2)","v":13.906371513464091},{"$f":"(BB279/($X$201*$W$201+$X$201*(BB315+$Y$201)))^(1/2)","v":21.227986424782145},27.166809665254341,32.351222695756931,37.036599798526979,41.358185705954405,45.398312757811595,49.211701370577742,52.837002272257692,56.302767272597464,59.63082742676329,62.838337781459892,65.939082168839917,68.944342026666192,71.86349556631086,74.70444331666647,77.473918022185543,80.177715249372255,82.820868248653909]
[null,null,null,null,null,null,null,null,null,null,null,null,null,null,null,null,null,null,null,null,null,null,null,null,null,null,null,null,null,null,null,null,null,null,null,null,null,null,null,null,null,null,null,null,null,null,null,null,null,"KZ04"]
[null,null,null,null,null,null,null,null,null,null,null,null,null,null,null,null,null,null,null,null,null,null,null,null,null,null,null,null,null,null,null,null,null,null,null,null,null,null,null,null,null,null,null,null,null,null,null,null,null,null,"ΔT",5,10,20,30,40,50,60,70,80,90,100,110,120,130,140,150,160,170,180,190,"facteur "]
[null,null,null,null,null,null,null,null,null,null,null,null,null,null,null,null,null,null,null,null,null,null,null,null,null,null,null,null,null,null,null,null,null,null,null,null,null,null,null,null,null,null,null,null,null,null,null,null,null,null,null,2,2,2,2,2,2,2,2,2,2,2,2,2,2,2,2,2,2,2,2,"x3","x2","x1","x0"]
[null,null,null,null,null,null,null,null,null,null,null,null,null,null,null,null,null,null,null,null,null,null,null,null,null,null,null,null,null,null,null,null,null,null,null,null,null,null,null,null,null,null,null,null,null,null,null,null,null,32,"teta",{"$f":"(AZ318/(1+$S$215*AZ319))^(1/4)","v":1.4782524541840205},{"$f":"(BA318/(1+$S$215*BA319))^(1/4)","v":1.757948336285871},{"$f":"(BB318/(1+$S$215*BB319))^(1/4)","v":2.0905646693183542},2.3135901214989043,2.4861143791266973,2.6287459021149497,2.7513378336865069,2.8594375604782147,2.956504908368041,3.0448558355283075,3.1261233303293445,3.2015056963565365,3.2719105275961673,3.3380431445252139,3.4004634918267169,3.4596241684288418,3.5158966725717424,3.5695900135969505,3.6209642237678179,3.6702403700367534]
[null,null,null,null,null,null,null,null,null,null,null,null,null,null,null,null,null,null,null,null,null,null,null,null,null,null,null,null,null,null,null,null,null,null,null,null,null,null,null,null,null,null,null,null,null,null,null,null,null,null,null,{"$f":"(AZ318/(1+$S$215*AZ320))^(1/4)","v":1.4826184570643706},{"$f":"(BA318/(1+$S$215*BA320))^(1/4)","v":1.7603475549440017},{"$f":"(BB318/(1+$S$215*BB320))^(1/4)","v":2.0895021282102282},2.3095311422379807,2.4793693589793113,2.6195395688529377,2.7398429609055013,2.8457926497887964,2.9408244147692706,3.0272365459359882,3.1066485804443524,3.1802482883174483,3.2489348238239342,3.3134066160217897,3.374217892003633,3.4318164420363875,3.4865696723739061,3.538783074400687,3.5887136285611447,3.6365797331337899]
[null,null,null,null,null,null,null,null,null,null,null,null,null,null,null,null,null,null,null,null,null,null,null,null,null,null,null,null,null,null,null,null,null,null,null,null,null,null,null,null,null,null,null,null,null,null,null,null,null,null,"T4",{"$f":"1/(3.1415*$L$215*$R$215*AZ321)","v":27.102514457939293},{"$f":"1/(3.1415*$L$215*$R$215*BA321)","v":22.82656516057876},{"$f":"1/(3.1415*$L$215*$R$215*BB321)","v":19.230747662656558},17.398634481826878,16.206818085683235,15.339599617420641,14.666055223440479,14.120033717557376,13.663749514044817,13.273719300904748,12.934416985923562,12.635078938900687,12.36795760676433,12.127303655969552,11.908741360011581,11.708868713371791,11.524992168257892,11.354945280165248,11.196961453930655,11.049582606997506,{"$f":"EXP(INDEX(LINEST(LN(AZ318:BS318),LN(AZ323:BS323)),1,2))","v":19.05289231323567},{"$f":"INDEX(LINEST(LN(AZ318:BS318),LN(AZ323:BS323),,),1)","v":1.622206191300485}]
[null,null,null,null,null,null,null,null,null,null,null,null,null,null,null,null,null,null,null,null,null,null,null,null,null,null,null,null,null,null,null,null,null,null,null,null,null,null,null,null,null,null,null,null,null,null,null,null,null,null,"i max",{"$f":"(AZ318/($N$215*$O$215+$N$215*AZ322))^(1/2)","v":0.43728893783881162},{"$f":"(BA318/($N$215*$O$215+$N$215*BA322))^(1/2)","v":0.67173940648689623},{"$f":"(BB318/($N$215*$O$215+$N$215*BB322))^(1/2)","v":1.031166431668225},1.3244811342966993,1.5816201469877484,1.814776999844055,2.0304200984902727,2.232492586835773,2.4236182825129302,2.6056524026117036,2.7799667085830446,2.9476109654627218,3.1094107412067467,3.2660298558988461,3.4180119902700974,3.5658093968533207,3.709803302371617,3.8503187731522543,3.9876357823794164,4.1219976059205026]
[null,null,null,null,null,null,null,null,null,null,null,null,null,null,null,null,null,null,null,null,null,null,null,null,null,null,null,null,null,null,null,null,null,null,null,null,null,null,null,null,null,null,null,null,null,null,null,null,null,30,"teta",{"$f":"(AZ318/(1+$S$216*AZ319))^(1/4)","v":1.4787176385534657},{"$f":"(BA318/(1+$S$216*BA319))^(1/4)","v":1.7585015368478034},{"$f":"(BB318/(1+$S$216*BB319))^(1/4)","v":2.0912225393626276},2.3143181743824139,2.4868967228640946,2.6295731299010061,2.7522036393556748,2.8603373835461725,2.9574352771069314,3.0458140070083499,3.1271070754982508,3.2025131632505848,3.2729401498581514,3.3390935777519415,3.4015335678213754,3.4607128614208627,3.5170030736956068,3.5707133112278484,3.6221036881092776,3.6713953408588322]
[null,null,null,null,null,null,null,null,null,null,null,null,null,null,null,null,null,null,null,null,null,null,null,null,null,null,null,null,null,null,null,null,null,null,null,null,null,null,null,null,null,null,null,null,null,null,null,null,null,null,null,{"$f":"(AZ318/(1+$S$216*AZ324))^(1/4)","v":1.4829635091426423},{"$f":"(BA318/(1+$S$216*BA324))^(1/4)","v":1.7608317308462271},{"$f":"(BB318/(1+$S$216*BB324))^(1/4)","v":2.0901805605285677},2.3103569496717369,2.4803184090607808,2.6205965025660181,2.7409969044256779,2.8470353867426095,2.9421494563804331,3.0286386010484798,3.1081232283310003,3.1817917642882865,3.2505438721022561,3.3150783849801724,3.3759498572709794,3.4336063486175057,3.4884154901377364,3.5406829632142984,3.5906659105398671,3.6385828702439227]
[null,null,null,null,null,null,null,null,null,null,null,null,null,null,null,null,null,null,null,null,null,null,null,null,null,null,null,null,null,null,null,null,null,null,null,null,null,null,null,null,null,null,null,null,null,null,null,null,null,null,"T4",{"$f":"1/(3.1415*$L$216*$R$216*AZ325)","v":24.971089851113923},{"$f":"1/(3.1415*$L$216*$R$216*BA325)","v":21.030524600398657},{"$f":"1/(3.1415*$L$216*$R$216*BB325)","v":17.71675410824777},16.028352258721597,14.930024668383883,14.130834333505426,13.510126542986114,13.006938798569976,12.586449322762013,12.227016792265788,11.914332963113932,11.638478497667302,11.392313560368764,11.170539797943755,10.969124719956325,10.784933178969172,10.615482914067094,10.458777421604136,10.313188682919368,10.1773729919862,{"$f":"EXP(INDEX(LINEST(LN(AZ318:BS318),LN(AZ327:BS327)),1,2))","v":12.38875950771275},{"$f":"INDEX(LINEST(LN(AZ318:BS318),LN(AZ327:BS327),,),1)","v":1.6216265617377821}]
[null,null,null,null,null,null,null,null,null,null,null,null,null,null,null,null,null,null,null,null,null,null,null,null,null,null,null,null,null,null,null,null,null,null,null,null,null,null,null,null,null,null,null,null,null,null,null,null,null,null,"i max",{"$f":"(AZ318/($N$216*$O$216+$N$216*AZ326))^(1/2)","v":0.57008738122612113},{"$f":"(BA318/($N$216*$O$216+$N$216*BA326))^(1/2)","v":0.87582871322921585},{"$f":"(BB318/($N$216*$O$216+$N$216*BB326))^(1/2)","v":1.3446217056777847},1.7272375248824163,2.0626957787077749,2.3668902752088097,2.6482526067932266,2.9119228120981795,3.1613212149392136,3.3988662647633809,3.6263462135748634,3.8451295758852293,4.0562926106071435,4.2607007249228968,4.4590627125118782,4.6519681800021893,4.8399141427979337,5.0233244032928264,5.2025639780216268,5.3779500424655096]
[null,null,null,null,null,null,null,null,null,null,null,null,null,null,null,null,null,null,null,null,null,null,null,null,null,null,null,null,null,null,null,null,null,null,null,null,null,null,null,null,null,null,null,null,null,null,null,null,null,28,"teta",{"$f":"(AZ318/(1+$S$217*AZ319))^(1/4)","v":1.4814015867324355},{"$f":"(BA318/(1+$S$217*BA319))^(1/4)","v":1.7616933071185328},{"$f":"(BB318/(1+$S$217*BB319))^(1/4)","v":2.0950182152780332},2.3185187802910354,2.4914105676689395,2.6343459396852795,2.7571990297895299,2.8655290422588644,2.962803173464871,3.0513423152833417,3.1327829348522638,3.2083258885123467,3.2788807037043086,3.345154203454753,3.4077075253011748,3.4669942323467109,3.523386614237066,3.577194338598745,3.628677991643825,3.6780591112653416]
[null,null,null,null,null,null,null,null,null,null,null,null,null,null,null,null,null,null,null,null,null,null,null,null,null,null,null,null,null,null,null,null,null,null,null,null,null,null,null,null,null,null,null,null,null,null,null,null,null,null,null,{"$f":"(AZ318/(1+$S$217*AZ328))^(1/4)","v":1.4849557539137848},{"$f":"(BA318/(1+$S$217*BA328))^(1/4)","v":1.763629249108331},{"$f":"(BB318/(1+$S$217*BB328))^(1/4)","v":2.0941037772796482},2.3151350711492684,2.4858119668621863,2.6267166973196998,2.7476808479878296,2.8542355471291949,2.9498282867560031,3.0367654779036868,3.1166725608926389,3.1907417555268931,3.259875668369979,3.3247754704081549,3.38599760922635,3.4439917030408291,3.4991266841505357,3.5517093334839904,3.6019977327831687,3.6502112296762612]
[null,null,null,null,null,null,null,null,null,null,null,null,null,null,null,null,null,null,null,null,null,null,null,null,null,null,null,null,null,null,null,null,null,null,null,null,null,null,null,null,null,null,null,null,null,null,null,null,null,null,"T4",{"$f":"1/(3.1415*$L$217*$R$217*AZ329)","v":23.401350456310766},{"$f":"1/(3.1415*$L$217*$R$217*BA329)","v":19.703670727291918},{"$f":"1/(3.1415*$L$217*$R$217*BB329)","v":16.59419670910183},15.009910411923064,13.979323646637747,13.229432030074083,12.647018315427575,12.174878154118483,11.780336559070367,11.443086488667522,11.14970191141895,10.890875123083511,10.659906556137928,10.451824587476786,10.262845406258718,10.090027214284401,9.93104084137717,9.7840129207206932,9.6474158473723577,9.5199887959726741,{"$f":"EXP(INDEX(LINEST(LN(AZ318:BS318),LN(AZ331:BS331)),1,2))","v":7.4791829427913141},{"$f":"INDEX(LINEST(LN(AZ318:BS318),LN(AZ331:BS331),,),1)","v":1.6182565645051121}]
[null,null,null,null,null,null,null,null,null,null,null,null,null,null,null,null,null,null,null,null,null,null,null,null,null,null,null,null,null,null,null,null,null,null,null,null,null,null,null,null,null,null,null,null,null,null,null,null,null,null,"i max",{"$f":"(AZ318/($N$217*$O$217+$N$217*AZ330))^(1/2)","v":0.778084146345566},{"$f":"(BA318/($N$217*$O$217+$N$217*BA330))^(1/2)","v":1.1961002494876649},{"$f":"(BB318/($N$217*$O$217+$N$217*BB330))^(1/2)","v":1.8376223417361872},2.3616274500246233,2.8213045247433923,3.2383242142555364,3.6241847808467105,3.9858968009824052,4.3281259053432484,4.6541714528149649,4.9664733086719108,5.2668988296780039,5.5569167131940107,5.837708016940522,6.1102401348132815,6.375317846213119,6.6336195946356034,6.8857239223919171,7.1321291523924311,7.3732683199992666]
[null,null,null,null,null,null,null,null,null,null,null,null,null,null,null,null,null,null,null,null,null,null,null,null,null,null,null,null,null,null,null,null,null,null,null,null,null,null,null,null,null,null,null,null,null,null,null,null,null,26,"teta",{"$f":"(AZ318/(1+$S$218*AZ319))^(1/4)","v":1.4816864100373968},{"$f":"(BA318/(1+$S$218*BA319))^(1/4)","v":1.7620320210193114},{"$f":"(BB318/(1+$S$218*BB319))^(1/4)","v":2.0954210162587894},2.3189645528536755,2.4918895814611846,2.6348524351039915,2.7577291456926947,2.866079986350992,2.9633728200747935,3.0519289849687197,3.133385262807912,3.2089427408170441,3.2795111213081283,3.3457973632058735,3.4083627119355016,3.4676608178049566,3.5240640420386229,3.5778821118015909,3.629375663407834,3.6787662773446117]
[null,null,null,null,null,null,null,null,null,null,null,null,null,null,null,null,null,null,null,null,null,null,null,null,null,null,null,null,null,null,null,null,null,null,null,null,null,null,null,null,null,null,null,null,null,null,null,null,null,null,null,{"$f":"(AZ318/(1+$S$218*AZ332))^(1/4)","v":1.4851673157364496},{"$f":"(BA318/(1+$S$218*BA332))^(1/4)","v":1.7639265265945678},{"$f":"(BB318/(1+$S$218*BB332))^(1/4)","v":2.0945210090420527},2.315643490055125,2.4863967492954511,2.6273684015881322,2.7483927854191799,2.855002661003359,2.9506465817259646,3.0376316946713318,3.117583975298762,3.1916960468668871,3.2608708290028088,3.3258097413748868,3.3870694329856468,3.4450996878834053,3.5002695768272547,3.5528859977613867,3.6032071323726593,3.6514524144536886]
[null,null,null,null,null,null,null,null,null,null,null,null,null,null,null,null,null,null,null,null,null,null,null,null,null,null,null,null,null,null,null,null,null,null,null,null,null,null,null,null,null,null,null,null,null,null,null,null,null,null,"T4",{"$f":"1/(3.1415*$L$218*$R$218*AZ333)","v":21.417137472271108},{"$f":"1/(3.1415*$L$218*$R$218*BA333)","v":18.032515578673173},{"$f":"1/(3.1415*$L$218*$R$218*BB333)","v":15.186303901052339},13.736152696671889,12.792822617494403,12.106422742705137,11.573321229483618,11.141156890996673,10.780021154497422,10.471326272454172,10.202782931421504,9.9658714687683396,9.7544595411583561,9.5639964531771433,9.391018755235006,9.2328337209869176,9.0873093835484315,8.9527309884114246,8.8277002686510233,8.7110631497056943,{"$f":"EXP(INDEX(LINEST(LN(AZ318:BS318),LN(AZ335:BS335)),1,2))","v":4.9520065388219709},{"$f":"INDEX(LINEST(LN(AZ318:BS318),LN(AZ335:BS335),,),1)","v":1.6178963353305105}]
[null,null,null,null,null,null,null,null,null,null,null,null,null,null,null,null,null,null,null,null,null,null,null,null,null,null,null,null,null,null,null,null,null,null,null,null,null,null,null,null,null,null,null,null,null,null,null,null,null,null,"i max",{"$f":"(AZ318/($N$218*$O$218+$N$218*AZ334))^(1/2)","v":1.0039259906799773},{"$f":"(BA318/($N$218*$O$218+$N$218*BA334))^(1/2)","v":1.5433725573307604},{"$f":"(BB318/($N$218*$O$218+$N$218*BB334))^(1/2)","v":2.3713317214528553},3.0476785624696259,3.6410309957500813,4.1793465657344999,4.6774595892511401,5.144414801035361,5.5862316715891867,6.0071669950999587,6.4103686909252504,6.7982460503547202,7.1726940255937777,7.5352364614294434,7.8871215354740141,8.2293876201261202,8.5629100881549984,8.8884354182084184,9.2066065879659327,9.5179823391006071]
[null,null,null,null,null,null,null,null,null,null,null,null,null,null,null,null,null,null,null,null,null,null,null,null,null,null,null,null,null,null,null,null,null,null,null,null,null,null,null,null,null,null,null,null,null,null,null,null,null,24,"teta",{"$f":"(AZ318/(1+$S$219*AZ319))^(1/4)","v":1.4828986463853013},{"$f":"(BA318/(1+$S$219*BA319))^(1/4)","v":1.7634736211093045},{"$f":"(BB318/(1+$S$219*BB319))^(1/4)","v":2.0971353773427976},2.3208618052691854,2.4939283118599711,2.6370081300415706,2.7599853717641754,2.8684248592687163,2.9657972927706027,3.0544259095687836,3.1359488305654568,3.2115681256504414,3.2821942414053873,3.3485347151508775,3.411151251493036,3.4704978718921584,3.526947242218609,3.5808093430396331,3.6323450239078552,3.681776046595806]
[null,null,null,null,null,null,null,null,null,null,null,null,null,null,null,null,null,null,null,null,null,null,null,null,null,null,null,null,null,null,null,null,null,null,null,null,null,null,null,null,null,null,null,null,null,null,null,null,null,null,null,{"$f":"(AZ318/(1+$S$219*AZ336))^(1/4)","v":1.4860680530181187},{"$f":"(BA318/(1+$S$219*BA336))^(1/4)","v":1.7651926379281278},{"$f":"(BB318/(1+$S$219*BB336))^(1/4)","v":2.0962987258355743},2.3178103125283198,2.488889537617931,2.6301469322326132,2.7514285589644794,2.8582741287456934,2.9541367159642493,3.0413266032465542,3.1214720459100862,3.1957673861831308,3.2651168776312782,3.3302229996045871,3.3916432594353538,3.4498281478954751,3.5051473258485442,3.557908189973936,3.6083693479563195,3.6567506008661059]
[null,null,null,null,null,null,null,null,null,null,null,null,null,null,null,null,null,null,null,null,null,null,null,null,null,null,null,null,null,null,null,null,null,null,null,null,null,null,null,null,null,null,null,null,null,null,null,null,null,null,"T4",{"$f":"1/(3.1415*$L$219*$R$219*AZ337)","v":19.675600229514956},{"$f":"1/(3.1415*$L$219*$R$219*BA337)","v":16.564356941436927},{"$f":"1/(3.1415*$L$219*$R$219*BB337)","v":13.948050707030559},12.615044797666499,11.747922309570438,11.116976229239876,10.626945347998628,10.229697925394342,9.8977412815825794,9.6139891367884669,9.3671448902926926,9.1493770952960745,8.9550487841189206,8.7799768749749969,8.6209777056287304,8.4755760784418221,8.3418122569098418,8.2181100140339307,8.1031840439500638,7.9959735066735975,{"$f":"EXP(INDEX(LINEST(LN(AZ318:BS318),LN(AZ339:BS339)),1,2))","v":3.265092676897086},{"$f":"INDEX(LINEST(LN(AZ318:BS318),LN(AZ339:BS339),,),1)","v":1.6163575102125061}]
[null,null,null,null,null,null,null,null,null,null,null,null,null,null,null,null,null,null,null,null,null,null,null,null,null,null,null,null,null,null,null,null,null,null,null,null,null,null,null,null,null,null,null,null,null,null,null,null,null,null,"i max",{"$f":"(AZ318/($N$219*$O$219+$N$219*AZ338))^(1/2)","v":1.2992272536733338},{"$f":"(BA318/($N$219*$O$219+$N$219*BA338))^(1/2)","v":1.9979006955791128},{"$f":"(BB318/($N$219*$O$219+$N$219*BB338))^(1/2)","v":3.0706880629750062},3.9473474833842737,4.7166287758345842,5.4146958608017925,6.0607389044675424,6.6664592461628622,7.2396448265169147,7.7858033265875521,8.3090078868301962,8.8123760547097536,9.2983599327881645,9.768931474113062,10.22570595462175,10.670027182045214,11.103028052194471,11.525674675178809,11.938799230211508,12.343124892036464]
[null,null,null,null,null,null,null,null,null,null,null,null,null,null,null,null,null,null,null,null,null,null,null,null,null,null,null,null,null,null,null,null,null,null,null,null,null,null,null,null,null,null,null,null,null,null,null,null,null,22,"teta",{"$f":"(AZ318/(1+$S$220*AZ319))^(1/4)","v":1.4839933019606184},{"$f":"(BA318/(1+$S$220*BA319))^(1/4)","v":1.7647753933079489},{"$f":"(BB318/(1+$S$220*BB319))^(1/4)","v":2.0986834541035382},2.3225750338306055,2.4957692957584143,2.6389547335122412,2.7620227553590415,2.8705422914157008,2.9679866039212368,3.0566806451567161,3.1382637452628672,3.2139388614811222,3.2846171124723922,3.3510065578516697,3.4136693168677659,3.4730597461334312,3.5295507866158977,3.5834526477058422,3.6350263715114743,3.6844938835068439]
[null,null,null,null,null,null,null,null,null,null,null,null,null,null,null,null,null,null,null,null,null,null,null,null,null,null,null,null,null,null,null,null,null,null,null,null,null,null,null,null,null,null,null,null,null,null,null,null,null,null,null,{"$f":"(AZ318/(1+$S$220*AZ340))^(1/4)","v":1.4868818557527783},{"$f":"(BA318/(1+$S$220*BA340))^(1/4)","v":1.7663371569022062},{"$f":"(BB318/(1+$S$220*BB340))^(1/4)","v":2.0979067202465771},2.319771076168299,2.4911459871072172,2.632662691917719,2.7541778497496741,2.8612374549283053,2.9572986694341847,3.0446746112374097,3.1249955974961936,3.199457525204517,3.2689658545691445,3.334224023590318,3.3957903161667042,3.4541158625271633,3.5095708575164957,3.5624631491506995,3.6130517306548096,3.6615567355196532]
[null,null,null,null,null,null,null,null,null,null,null,null,null,null,null,null,null,null,null,null,null,null,null,null,null,null,null,null,null,null,null,null,null,null,null,null,null,null,null,null,null,null,null,null,null,null,null,null,null,null,"T4",{"$f":"1/(3.1415*$L$220*$R$220*AZ341)","v":17.94102170437688},{"$f":"1/(3.1415*$L$220*$R$220*BA341)","v":15.102541177749625},{"$f":"1/(3.1415*$L$220*$R$220*BB341)","v":12.715617614671347},11.499487996879141,10.708396771592591,10.132775356220417,9.6857142498366073,9.3233015665850072,9.0204550259405067,8.7615863933200711,8.536389512765469,8.3377195776960846,8.1604338597231187,8.0007160458221556,7.8556616169451354,7.7230124024813271,7.6009804984481306,7.4881278848496819,7.3832819551327384,7.2854748875327333,{"$f":"EXP(INDEX(LINEST(LN(AZ318:BS318),LN(AZ343:BS343)),1,2))","v":2.0913113826170773},{"$f":"INDEX(LINEST(LN(AZ318:BS318),LN(AZ343:BS343),,),1)","v":1.614960014407979}]
[null,null,null,null,null,null,null,null,null,null,null,null,null,null,null,null,null,null,null,null,null,null,null,null,null,null,null,null,null,null,null,null,null,null,null,null,null,null,null,null,null,null,null,null,null,null,null,null,null,null,"i max",{"$f":"(AZ318/($N$220*$O$220+$N$220*AZ342))^(1/2)","v":1.7125874523646314},{"$f":"(BA318/($N$220*$O$220+$N$220*BA342))^(1/2)","v":2.634207590772673},{"$f":"(BB318/($N$220*$O$220+$N$220*BB342))^(1/2)","v":4.0498511301549156},5.2070652098252461,6.2227736809409206,7.144625415631122,7.9979068014107542,8.7980372950994443,9.5552799847773713,10.276893315953933,10.968245402731641,11.633445106030997,12.275724354708235,12.89768231172105,13.50144807960776,14.088792987080964,14.661210390734006,15.219973826299436,15.766180306894121,16.300783173367048]
[null,null,null,null,null,null,null,null,null,null,null,null,null,null,null,null,null,null,null,null,null,null,null,null,null,null,null,null,null,null,null,null,null,null,null,null,null,null,null,null,null,null,null,null,null,null,null,null,null,20,"teta",{"$f":"(AZ318/(1+$S$221*AZ319))^(1/4)","v":1.483934887801388},{"$f":"(BA318/(1+$S$221*BA319))^(1/4)","v":1.7647059267741754},{"$f":"(BB318/(1+$S$221*BB319))^(1/4)","v":2.0986008440073203},2.3224836107307363,2.4956710552442209,2.6388508568156275,2.7619140343582016,2.870429298780043,2.9678697756027761,3.0565603255907945,3.138140214356171,3.2138123517885502,3.2844878206846428,3.3508746527882214,3.4135349452214978,3.4729230367124662,3.5294118535483503,3.5833115929091126,3.6348832866276064,3.6843488514422722]
[null,null,null,null,null,null,null,null,null,null,null,null,null,null,null,null,null,null,null,null,null,null,null,null,null,null,null,null,null,null,null,null,null,null,null,null,null,null,null,null,null,null,null,null,null,null,null,null,null,null,null,{"$f":"(AZ318/(1+$S$221*AZ344))^(1/4)","v":1.4868384183450036},{"$f":"(BA318/(1+$S$221*BA344))^(1/4)","v":1.7662760526720438},{"$f":"(BB318/(1+$S$221*BB344))^(1/4)","v":2.0978208476206186},2.3196663448673722,2.4910254448899636,2.6325282811782862,2.7540309471884274,2.8610791017812347,2.9571296886892604,3.0444956744862637,3.1248072662300252,3.1992602778872112,3.268760105224727,3.3340101350445144,3.3955686097697297,3.4538866254752643,3.5093343484844692,3.5622196027053405,3.6128013607687204,3.6612997384081618]
[null,null,null,null,null,null,null,null,null,null,null,null,null,null,null,null,null,null,null,null,null,null,null,null,null,null,null,null,null,null,null,null,null,null,null,null,null,null,null,null,null,null,null,null,null,null,null,null,null,null,"T4",{"$f":"1/(3.1415*$L$221*$R$221*AZ345)","v":15.482699629854974},{"$f":"1/(3.1415*$L$221*$R$221*BA345)","v":13.033224673198164},{"$f":"1/(3.1415*$L$221*$R$221*BB345)","v":10.973421612943879},9.9239585383908029,9.2412836153832316,8.7445490306606555,8.3587559729005925,8.0460105472206322,7.7846679222134538,7.5612761818913894,7.3669415960932287,7.1954985308563,7.0425090518478717,6.9046798590661709,6.7795044880349105,6.6650342427486873,6.5597262453222243,6.4623395514082054,6.3718622560710516,6.2874591740945416,{"$f":"EXP(INDEX(LINEST(LN(AZ318:BS318),LN(AZ347:BS347)),1,2))","v":1.1882473986729309},{"$f":"INDEX(LINEST(LN(AZ318:BS318),LN(AZ347:BS347),,),1)","v":1.6150347803967569}]
[null,null,null,null,null,null,null,null,null,null,null,null,null,null,null,null,null,null,null,null,null,null,null,null,null,null,null,null,null,null,null,null,null,null,null,null,null,null,null,null,null,null,null,null,null,null,null,null,null,null,"i max",{"$f":"(AZ318/($N$221*$O$221+$N$221*AZ346))^(1/2)","v":2.4302715742582022},{"$f":"(BA318/($N$221*$O$221+$N$221*BA346))^(1/2)","v":3.7380598399956759},{"$f":"(BB318/($N$221*$O$221+$N$221*BB346))^(1/2)","v":5.746832064761807},7.3888687696956215,8.8300971669142658,10.138135662488006,11.348867975851862,12.484175672430416,13.558622937894665,14.582510092834864,15.563454908562907,16.507288166809811,17.418596208669893,18.301067428399598,19.157723166837549,19.99107705577352,20.803248263319912,21.596044015370762,22.371021039335577,23.129532181407704]
[null,null,null,null,null,null,null,null,null,null,null,null,null,null,null,null,null,null,null,null,null,null,null,null,null,null,null,null,null,null,null,null,null,null,null,null,null,null,null,null,null,null,null,null,null,null,null,null,null,"KZ05"]
[null,null,null,null,null,null,null,null,null,null,null,null,null,null,null,null,null,null,null,null,null,null,null,null,null,null,null,null,null,null,null,null,null,null,null,null,null,null,null,null,null,null,null,null,null,null,null,null,null,null,"ΔT",5,10,20,30,40,50,60,70,80,90,100,110,120,130,140,150,160,170,180,190,"facteur "]
[null,null,null,null,null,null,null,null,null,null,null,null,null,null,null,null,null,null,null,null,null,null,null,null,null,null,null,null,null,null,null,null,null,null,null,null,null,null,null,null,null,null,null,null,null,null,null,null,null,null,null,2,2,2,2,2,2,2,2,2,2,2,2,2,2,2,2,2,2,2,2]
[null,null,null,null,null,null,null,null,null,null,null,null,null,null,null,null,null,null,null,null,null,null,null,null,null,null,null,null,null,null,null,null,null,null,null,null,null,null,null,null,null,null,null,null,null,null,null,null,null,32,"teta",{"$f":"(AZ349/(1+$S$239*AZ350))^(1/4)","v":1.4666846125513702},{"$f":"(BA349/(1+$S$239*BA350))^(1/4)","v":1.7441917767110986},{"$f":"(BB349/(1+$S$239*BB350))^(1/4)","v":2.0742052707940761},2.2954854709349131,2.4666596660044604,2.6081750475210166,2.7298076544211702,2.8370614631042912,2.9333692251027403,3.0210287754074532,3.1016603236845532,3.1764527963754419,3.246306685226545,3.3119217913358243,3.3738536776236527,3.4325514012735416,3.4883835534221976,3.5416567253051534,{"$f":"(BR349/(1+$S$239*BR350))^(1/4)","v":3.5926289143425008},{"$f":"(BS349/(1+$S$239*BS350))^(1/4)","v":3.641519457560555}]
[null,null,null,null,null,null,null,null,null,null,null,null,null,null,null,null,null,null,null,null,null,null,null,null,null,null,null,null,null,null,null,null,null,null,null,null,null,null,null,null,null,null,null,null,null,null,null,null,null,null,null,{"$f":"(AZ349/(1+$S$239*AZ351))^(1/4)","v":1.4740606041371092},{"$f":"(BA349/(1+$S$239*BA351))^(1/4)","v":1.7483716766368687},{"$f":"(BB349/(1+$S$239*BB351))^(1/4)","v":2.0727744112486683},2.2892121534475551,2.4560552539416336,2.5936091850944876,2.711564172110156,2.8153676491126292,2.9084127329170695,2.9929681608754146,3.0706320056924747,3.1425758696773096,3.2096863722684259,3.2726519933182039,3.3320189075950504,3.3882282802846784,3.4416419897063073,3.4925608583722196,{"$f":"(BR349/(1+$S$239*BR351))^(1/4)","v":3.5412378813329521},{"$f":"(BS349/(1+$S$239*BS351))^(1/4)","v":3.5878880229254055}]
[null,null,null,null,null,null,null,null,null,null,null,null,null,null,null,null,null,null,null,null,null,null,null,null,null,null,null,null,null,null,null,null,null,null,null,null,null,null,null,null,null,null,null,null,null,null,null,null,null,null,"T4",{"$f":"1/(3.1415*$L$239*$R$239*AZ352)","v":22.519351589625828},{"$f":"1/(3.1415*$L$239*$R$239*BA352)","v":18.986174079891761},{"$f":"1/(3.1415*$L$239*$R$239*BB352)","v":16.014713819716999},14.500573465411795,13.515530220953519,12.798724341258259,12.241970649415737,11.790605400840793,11.413403824458614,11.090959617582643,10.810441937503956,10.562955481608906,10.342097376174337,10.143116065122124,9.9623951512744782,9.7971229394823371,9.6450732261703092,9.504455428287363,{"$f":"1/(3.1415*$L$239*$R$239*BR352)","v":9.3738094195708133},{"$f":"1/(3.1415*$L$239*$R$239*BS352)","v":9.2519300482276954},{"$f":"EXP(INDEX(LINEST(LN(AZ349:BS349),LN(AZ354:BS354)),1,2))","v":16.845591042000255},{"$f":"INDEX(LINEST(LN(AZ349:BS349),LN(AZ354:BS354),,),1)","v":1.6362137881458485}]
[null,null,null,null,null,null,null,null,null,null,null,null,null,null,null,null,null,null,null,null,null,null,null,null,null,null,null,null,null,null,null,null,null,null,null,null,null,null,null,null,null,null,null,null,null,null,null,null,null,null,"i max",{"$f":"(AZ349/($N$239*$O$239+$N$239*AZ353))^(1/2)","v":0.47416327709933748},{"$f":"(BA349/($N$239*$O$239+$N$239*BA353))^(1/2)","v":0.7265252346709864},{"$f":"(BB349/($N$239*$O$239+$N$239*BB353))^(1/2)","v":1.1119674336207703},1.4254951130787472,1.6997305795630835,1.9479464188570734,2.1771775815085128,2.391709635809157,2.5943925681450524,2.7872404583962722,2.9717418300642016,3.149035311503138,3.3200159992429708,3.4854033531288939,3.6457864194162157,3.8016550271155558,3.9534219503839538,4.1014390521708295,{"$f":"(BR349/($N$239*$O$239+$N$239*BR353))^(1/2)","v":4.2460093001963699},{"$f":"(BS349/($N$239*$O$239+$N$239*BS353))^(1/2)","v":4.3873958803941537}]
[null,null,null,null,null,null,null,null,null,null,null,null,null,null,null,null,null,null,null,null,null,null,null,null,null,null,null,null,null,null,null,null,null,null,null,null,null,null,null,null,null,null,null,null,null,null,null,null,null,30,"teta",{"$f":"(AZ349/(1+$S$240*AZ350))^(1/4)","v":1.4683289643787409},{"$f":"(BA349/(1+$S$240*BA350))^(1/4)","v":1.7461472516037755},{"$f":"(BB349/(1+$S$240*BB350))^(1/4)","v":2.0765307354496563},2.2980590206241467,2.4694251251185646,2.6110991645184898,2.73286813802242,2.8402421927317079,2.9366579287574819,3.024415757274495,3.1051377044230484,3.1800140295918937,3.2499462341005003,3.3156349036185118,3.3776362239274764,3.4363997556647492,3.4922945032075514,3.5456274015216604,{"$f":"(BR349/(1+$S$240*BR350))^(1/4)","v":3.5966567372771721},{"$f":"(BS349/(1+$S$240*BS350))^(1/4)","v":3.6456020934068731}]
[null,null,null,null,null,null,null,null,null,null,null,null,null,null,null,null,null,null,null,null,null,null,null,null,null,null,null,null,null,null,null,null,null,null,null,null,null,null,null,null,null,null,null,null,null,null,null,null,null,null,null,{"$f":"(AZ349/(1+$S$240*AZ355))^(1/4)","v":1.4752744951781573},{"$f":"(BA349/(1+$S$240*BA355))^(1/4)","v":1.7500666292831575},{"$f":"(BB349/(1+$S$240*BB355))^(1/4)","v":2.0751357619616324},2.2920755600845535,2.4593364462048051,2.5972546809042409,2.7155361941200447,2.819637708058417,2.9129583682759788,2.9977710856804567,3.0756769625626941,3.1478498820394409,3.2151782310211545,3.2783518916283141,3.3379181730778433,3.3943191735653073,3.4479175496231922,3.4990147808109366,{"$f":"(BR349/(1+$S$240*BR355))^(1/4)","v":3.5478644228549032},{"$f":"(BS349/(1+$S$240*BS355))^(1/4)","v":3.5946819230350866}]
[null,null,null,null,null,null,null,null,null,null,null,null,null,null,null,null,null,null,null,null,null,null,null,null,null,null,null,null,null,null,null,null,null,null,null,null,null,null,null,null,null,null,null,null,null,null,null,null,null,null,"T4",{"$f":"1/(3.1415*$L$240*$R$240*AZ356)","v":21.243336974260881},{"$f":"1/(3.1415*$L$240*$R$240*BA356)","v":17.907748600085725},{"$f":"1/(3.1415*$L$240*$R$240*BB356)","v":15.10250741425064},13.673089044868178,12.743174395258134,12.066492154589625,11.540907942402766,11.114815616571727,10.758737087324215,10.454351694932193,10.189546435490909,9.9559236955409336,9.7474388599130819,9.5596062492962464,9.3890118347941094,9.2330012671388584,9.0894729295447299,8.9567364512072327,{"$f":"1/(3.1415*$L$240*$R$240*BR356)","v":8.8334134271635047},{"$f":"1/(3.1415*$L$240*$R$240*BS356)","v":8.7183661591235335},{"$f":"EXP(INDEX(LINEST(LN(AZ349:BS349),LN(AZ358:BS358)),1,2))","v":11.098940551064929},{"$f":"INDEX(LINEST(LN(AZ349:BS349),LN(AZ358:BS358),,),1)","v":1.6342688379025982}]
[null,null,null,null,null,null,null,null,null,null,null,null,null,null,null,null,null,null,null,null,null,null,null,null,null,null,null,null,null,null,null,null,null,null,null,null,null,null,null,null,null,null,null,null,null,null,null,null,null,null,"i max",{"$f":"(AZ349/($N$240*$O$240+$N$240*AZ357))^(1/2)","v":0.6116456604808671},{"$f":"(BA349/($N$240*$O$240+$N$240*BA357))^(1/2)","v":0.93751477343204892},{"$f":"(BB349/($N$240*$O$240+$N$240*BB357))^(1/2)","v":1.4354853822195426},1.8407271388104973,2.1952932282747524,2.5162960699422783,2.8128069803789226,3.0903526048076322,3.352608589619587,3.6021727068728824,3.8409649960197076,4.0704542613991377,4.2917952243611026,4.5059160761782486,4.7135767972919016,4.9154093895090467,5.1119464587482382,5.3036420362177807,{"$f":"(BR349/($N$240*$O$240+$N$240*BR357))^(1/2)","v":5.4908870765106741},{"$f":"(BS349/($N$240*$O$240+$N$240*BS357))^(1/2)","v":5.6740212124359326}]
[null,null,null,null,null,null,null,null,null,null,null,null,null,null,null,null,null,null,null,null,null,null,null,null,null,null,null,null,null,null,null,null,null,null,null,null,null,null,null,null,null,null,null,null,null,null,null,null,null,28,"teta",{"$f":"(AZ349/(1+$S$241*AZ350))^(1/4)","v":1.471247354990548},{"$f":"(BA349/(1+$S$241*BA350))^(1/4)","v":1.749617822483694},{"$f":"(BB349/(1+$S$241*BB350))^(1/4)","v":2.0806579630331767},2.3026265487693167,2.474333253526122,2.6162888784539176,2.7382998749906315,2.8458873419806934,2.9424947099810961,3.0304269623697828,3.111309349159888,3.1863344954510566,3.2564056943499207,3.3222249239815538,3.3843494755796231,3.4432298033098232,3.499235644967388,3.552674545569483,{"$f":"(BR349/(1+$S$241*BR350))^(1/4)","v":3.6038053051462291},{"$f":"(BS349/(1+$S$241*BS350))^(1/4)","v":3.6528479430644709}]
[null,null,null,null,null,null,null,null,null,null,null,null,null,null,null,null,null,null,null,null,null,null,null,null,null,null,null,null,null,null,null,null,null,null,null,null,null,null,null,null,null,null,null,null,null,null,null,null,null,null,null,{"$f":"(AZ349/(1+$S$241*AZ359))^(1/4)","v":1.4774309914337083},{"$f":"(BA349/(1+$S$241*BA359))^(1/4)","v":1.7530807953671732},{"$f":"(BB349/(1+$S$241*BB359))^(1/4)","v":2.0793399595699995},2.2971775919200894,2.4651863594035728,2.6037572513807175,2.7226241274213496,2.8272602341829542,2.9210754464948603,3.0063501050399881,3.0846907067916112,3.157275197189175,3.2249951118579578,3.2885428315381149,3.348467687238633,3.4052134402445264,3.4591441344874161,3.5105624210987272,{"$f":"(BR349/(1+$S$241*BR359))^(1/4)","v":3.5597228556910334},{"$f":"(BS349/(1+$S$241*BS359))^(1/4)","v":3.606841746930781}]
[null,null,null,null,null,null,null,null,null,null,null,null,null,null,null,null,null,null,null,null,null,null,null,null,null,null,null,null,null,null,null,null,null,null,null,null,null,null,null,null,null,null,null,null,null,null,null,null,null,null,"T4",{"$f":"1/(3.1415*$L$241*$R$241*AZ360)","v":19.988272327450495},{"$f":"1/(3.1415*$L$241*$R$241*BA360)","v":16.845369066750269},{"$f":"1/(3.1415*$L$241*$R$241*BB360)","v":14.202243777347073},12.855467990660877,11.979334904699433,11.341799619043719,10.846628700731381,10.445198020594079,10.109733056442678,9.8229720325269092,9.5735021137686953,9.3534111401131401,9.1570039573730764,8.9800542412214188,8.8193453723143413,8.6723764956335661,8.5371675344104023,8.4121258816840836,{"$f":"1/(3.1415*$L$241*$R$241*BR360)","v":8.2959528589647356},{"$f":"1/(3.1415*$L$241*$R$241*BS360)","v":8.1875765763556458},{"$f":"EXP(INDEX(LINEST(LN(AZ349:BS349),LN(AZ362:BS362)),1,2))","v":6.6946973348603995},{"$f":"INDEX(LINEST(LN(AZ349:BS349),LN(AZ362:BS362),,),1)","v":1.6307799926561872}]
[null,null,null,null,null,null,null,null,null,null,null,null,null,null,null,null,null,null,null,null,null,null,null,null,null,null,null,null,null,null,null,null,null,null,null,null,null,null,null,null,null,null,null,null,null,null,null,null,null,null,"i max",{"$f":"(AZ349/($N$241*$O$241+$N$241*AZ361))^(1/2)","v":0.83333218221691974},{"$f":"(BA349/($N$241*$O$241+$N$241*BA361))^(1/2)","v":1.278127222903801},{"$f":"(BB349/($N$241*$O$241+$N$241*BB361))^(1/2)","v":1.9584650833586488},2.5125598224774657,2.9976372445866803,3.4369905716777662,3.8429702258911607,4.2231019576342641,4.5823917343658778,4.9243780121517764,5.2516764168624341,5.5662880889466528,5.869786414338459,6.1634362368560858,6.4482732722233234,6.7251588967983107,6.9948190746400343,7.2578727159008523,{"$f":"(BR349/($N$241*$O$241+$N$241*BR361))^(1/2)","v":7.5148527865109944},{"$f":"(BS349/($N$241*$O$241+$N$241*BS361))^(1/2)","v":7.7662223201809946}]
[null,null,null,null,null,null,null,null,null,null,null,null,null,null,null,null,null,null,null,null,null,null,null,null,null,null,null,null,null,null,null,null,null,null,null,null,null,null,null,null,null,null,null,null,null,null,null,null,null,26,"teta",{"$f":"(AZ349/(1+$S$242*AZ350))^(1/4)","v":1.4727535637169746},{"$f":"(BA349/(1+$S$242*BA350))^(1/4)","v":1.7514090166178395},{"$f":"(BB349/(1+$S$242*BB350))^(1/4)","v":2.0827880638418539},2.3049838928214186,2.4768663845634742,2.6189673384193428,2.7411032453099007,2.8488008563767457,2.9455071274339497,3.0335294016163421,3.1144945928080219,3.1895965470741801,3.2597394822795827,3.3256260952085936,3.3878142476290711,3.4467548548650524,3.5028180332356795,3.5563116426113499,{"$f":"(BR349/(1+$S$242*BR350))^(1/4)","v":3.6074947479721011},{"$f":"(BS349/(1+$S$242*BS350))^(1/4)","v":3.6565875939324841}]
[null,null,null,null,null,null,null,null,null,null,null,null,null,null,null,null,null,null,null,null,null,null,null,null,null,null,null,null,null,null,null,null,null,null,null,null,null,null,null,null,null,null,null,null,null,null,null,null,null,null,null,{"$f":"(AZ349/(1+$S$242*AZ363))^(1/4)","v":1.4785450371237943},{"$f":"(BA349/(1+$S$242*BA363))^(1/4)","v":1.7546394525130373},{"$f":"(BB349/(1+$S$242*BB363))^(1/4)","v":2.0815165005772518},2.2998209527341342,2.4682189546349766,2.6071297839651906,2.7263017431359584,2.8312166270046815,2.9252898624754029,3.0108056359887332,3.0893732375836436,3.1621727164252129,3.2300972390848526,3.2938404807714523,3.3539528201230229,3.4108788803338355,3.4649834244832869,3.5165697110721528,{"$f":"(BR349/(1+$S$242*BR363))^(1/4)","v":3.56589281415292},{"$f":"(BS349/(1+$S$242*BS363))^(1/4)","v":3.6131694890827948}]
[null,null,null,null,null,null,null,null,null,null,null,null,null,null,null,null,null,null,null,null,null,null,null,null,null,null,null,null,null,null,null,null,null,null,null,null,null,null,null,null,null,null,null,null,null,null,null,null,null,null,"T4",{"$f":"1/(3.1415*$L$242*$R$242*AZ364)","v":18.744046298498432},{"$f":"1/(3.1415*$L$242*$R$242*BA364)","v":15.794650342878668},{"$f":"1/(3.1415*$L$242*$R$242*BB364)","v":13.314291105824905},12.050467058018533,11.228305567551271,10.63004872281936,10.165388589153471,9.7886952082447127,9.4739044447416756,9.2048175740717912,8.9707246418499942,8.7642007934321935,8.5799016496838831,8.4138612030697342,8.2630609661488741,8.1251541325768279,7.9982825991141073,7.8809518671005954,{"$f":"1/(3.1415*$L$242*$R$242*BR364)","v":7.7719432620823028},{"$f":"1/(3.1415*$L$242*$R$242*BS364)","v":7.6702509289977092},{"$f":"EXP(INDEX(LINEST(LN(AZ349:BS349),LN(AZ366:BS366)),1,2))","v":4.4994819935603481},{"$f":"INDEX(LINEST(LN(AZ349:BS349),LN(AZ366:BS366),,),1)","v":1.6289605508700646}]
[null,null,null,null,null,null,null,null,null,null,null,null,null,null,null,null,null,null,null,null,null,null,null,null,null,null,null,null,null,null,null,null,null,null,null,null,null,null,null,null,null,null,null,null,null,null,null,null,null,null,"i max",{"$f":"(AZ349/($N$242*$O$242+$N$242*AZ365))^(1/2)","v":1.0635186252224345},{"$f":"(BA349/($N$242*$O$242+$N$242*BA365))^(1/2)","v":1.6317187055321165},{"$f":"(BB349/($N$242*$O$242+$N$242*BB365))^(1/2)","v":2.5012334332615325},3.2096992152123409,3.8301021853085819,4.3921550046114541,4.9116134993815761,5.3980793707353483,5.8579399578116149,6.2957104449702399,6.7147286614068795,7.1175484286981012,7.5061777799180378,7.8822310496536305,8.2470301937205708,8.6016746935370083,8.9470912245237795,9.2840698407753042,{"$f":"(BR349/($N$242*$O$242+$N$242*BR365))^(1/2)","v":9.6132909113967866},{"$f":"(BS349/($N$242*$O$242+$N$242*BS365))^(1/2)","v":9.9353455527247956}]
[null,null,null,null,null,null,null,null,null,null,null,null,null,null,null,null,null,null,null,null,null,null,null,null,null,null,null,null,null,null,null,null,null,null,null,null,null,null,null,null,null,null,null,null,null,null,null,null,null,24,"teta",{"$f":"(AZ349/(1+$S$243*AZ350))^(1/4)","v":1.474108970802948},{"$f":"(BA349/(1+$S$243*BA350))^(1/4)","v":1.7530208763682043},{"$f":"(BB349/(1+$S$243*BB350))^(1/4)","v":2.084704898925374},2.3071052195513975,2.4791458984830834,2.6213776309325505,2.743625942150437,2.8514226696674325,2.948217941605896,3.0363212245986495,3.1173609298139655,3.1925320020394961,3.2627394913113439,3.3286867411209808,3.3909321266485644,3.449926978205299,3.5060417527364085,3.5595845934424171,{"$f":"(BR349/(1+$S$243*BR350))^(1/4)","v":3.6108148037264889},{"$f":"(BS349/(1+$S$243*BS350))^(1/4)","v":3.659952830899075}]
[null,null,null,null,null,null,null,null,null,null,null,null,null,null,null,null,null,null,null,null,null,null,null,null,null,null,null,null,null,null,null,null,null,null,null,null,null,null,null,null,null,null,null,null,null,null,null,null,null,null,null,{"$f":"(AZ349/(1+$S$243*AZ367))^(1/4)","v":1.4795481677975497},{"$f":"(BA349/(1+$S$243*BA367))^(1/4)","v":1.7560438301427561},{"$f":"(BB349/(1+$S$243*BB367))^(1/4)","v":2.0834790732009911},2.3022056326074183,2.4709558128658062,2.6101743719587929,2.7296226252485369,2.8347900713177232,2.9290971416746463,3.0148314899232438,3.0936049246122836,3.166599392117412,3.234709530051747,3.2986301813253074,3.3589126697220988,3.4160023961167432,3.4702647725267601,3.5220036055800095,{"$f":"(BR349/(1+$S$243*BR367))^(1/4)","v":3.5714744372450902},{"$f":"(BS349/(1+$S$243*BS367))^(1/4)","v":3.6188944260748883}]
[null,null,null,null,null,null,null,null,null,null,null,null,null,null,null,null,null,null,null,null,null,null,null,null,null,null,null,null,null,null,null,null,null,null,null,null,null,null,null,null,null,null,null,null,null,null,null,null,null,null,"T4",{"$f":"1/(3.1415*$L$243*$R$243*AZ368)","v":17.344928857337816},{"$f":"1/(3.1415*$L$243*$R$243*BA368)","v":14.613905001088039},{"$f":"1/(3.1415*$L$243*$R$243*BB368)","v":12.317214049107642},11.146987631329942,10.38572101444807,9.8317790516786818,9.4015405184870158,9.0527541954893316,8.7612859765999307,8.5121366806827332,8.2953894685402592,8.104169341829234,7.9335277164878786,7.7797923079520244,7.6401681838236737,7.5124823508982068,7.3950143270386794,7.286380306594503,{"$f":"1/(3.1415*$L$243*$R$243*BR368)","v":7.185451880553928},{"$f":"1/(3.1415*$L$243*$R$243*BS368)","v":7.0912976975919007},{"$f":"EXP(INDEX(LINEST(LN(AZ349:BS349),LN(AZ370:BS370)),1,2))","v":2.9753811248509736},{"$f":"INDEX(LINEST(LN(AZ349:BS349),LN(AZ370:BS370),,),1)","v":1.6273121381564875}]
[null,null,null,null,null,null,null,null,null,null,null,null,null,null,null,null,null,null,null,null,null,null,null,null,null,null,null,null,null,null,null,null,null,null,null,null,null,null,null,null,null,null,null,null,null,null,null,null,null,null,"i max",{"$f":"(AZ349/($N$243*$O$243+$N$243*AZ369))^(1/2)","v":1.3715819525247361},{"$f":"(BA349/($N$243*$O$243+$N$243*BA369))^(1/2)","v":2.1050010625982103},{"$f":"(BB349/($N$243*$O$243+$N$243*BB369))^(1/2)","v":3.2278441814781704},4.1430668232752996,4.9447413453910123,5.6711695969004872,6.342663992496405,6.9716040365990359,7.5662255132033964,8.1323506197352771,8.674283625346936,9.1953179543178898,9.6980432988037162,10.184541701289151,10.656518185982886,11.115390889466928,11.562355102271367,11.998429926150814,{"$f":"(BR349/($N$243*$O$243+$N$243*BR369))^(1/2)","v":12.42449300734566},{"$f":"(BS349/($N$243*$O$243+$N$243*BS369))^(1/2)","v":12.841306883770352}]
[null,null,null,null,null,null,null,null,null,null,null,null,null,null,null,null,null,null,null,null,null,null,null,null,null,null,null,null,null,null,null,null,null,null,null,null,null,null,null,null,null,null,null,null,null,null,null,null,null,22,"teta",{"$f":"(AZ349/(1+$S$244*AZ350))^(1/4)","v":1.4763019365096748},{"$f":"(BA349/(1+$S$244*BA350))^(1/4)","v":1.7556287667896004},{"$f":"(BB349/(1+$S$244*BB350))^(1/4)","v":2.0878062207696457},2.3105373963636251,2.4828340124862045,2.6252773366957434,2.7477075112354852,2.855664603102352,2.9526038730193496,3.0408382233090796,3.1219984876539724,3.1972813885073683,3.2675933223076585,3.3336386788788377,3.3959766640707389,3.455059279618399,3.5112575335792013,3.5648800275644685,{"$f":"(BR349/(1+$S$244*BR350))^(1/4)","v":3.6161864507313903},{"$f":"(BS349/(1+$S$244*BS350))^(1/4)","v":3.6653975783399821}]
[null,null,null,null,null,null,null,null,null,null,null,null,null,null,null,null,null,null,null,null,null,null,null,null,null,null,null,null,null,null,null,null,null,null,null,null,null,null,null,null,null,null,null,null,null,null,null,null,null,null,null,{"$f":"(AZ349/(1+$S$244*AZ371))^(1/4)","v":1.4811724356788838},{"$f":"(BA349/(1+$S$244*BA371))^(1/4)","v":1.7583196146553266},{"$f":"(BB349/(1+$S$244*BB371))^(1/4)","v":2.0866623826360184},2.3060759917956437,2.4753998598828222,2.6151200182426337,2.7350188683398686,2.8405983954729934,2.9352871449833198,3.0213783929393951,3.1004880328003708,3.1738010886915138,3.2422145850226398,3.3064252596186545,3.3669859702450622,3.4243433801324397,3.478863954812101,3.5308523908741214,{"$f":"(BR349/(1+$S$244*BR371))^(1/4)","v":3.5805649901043233},{"$f":"(BS349/(1+$S$244*BS371))^(1/4)","v":3.6282195658509062}]
[null,null,null,null,null,null,null,null,null,null,null,null,null,null,null,null,null,null,null,null,null,null,null,null,null,null,null,null,null,null,null,null,null,null,null,null,null,null,null,null,null,null,null,null,null,null,null,null,null,null,"T4",{"$f":"1/(3.1415*$L$244*$R$244*AZ372)","v":16.135321929594642},{"$f":"1/(3.1415*$L$244*$R$244*BA372)","v":13.592064766680902},{"$f":"1/(3.1415*$L$244*$R$244*BB372)","v":11.453311413382297},10.36357612149256,9.6546802277236612,9.138851722369866,8.7382190885678224,8.413436450928188,8.1420293492466538,7.9100301169725062,7.7082039440528911,7.530148681363551,7.3712561140532031,7.2281065520522336,7.0980973173408053,6.9792048956247728,6.8698271600596241,6.7686755030288772,{"$f":"1/(3.1415*$L$244*$R$244*BR372)","v":6.6746991463557483},{"$f":"1/(3.1415*$L$244*$R$244*BS372)","v":6.5870308147449892},{"$f":"EXP(INDEX(LINEST(LN(AZ349:BS349),LN(AZ374:BS374)),1,2))","v":1.929630861678727},{"$f":"INDEX(LINEST(LN(AZ349:BS349),LN(AZ374:BS374),,),1)","v":1.6246224423140143}]
[null,null,null,null,null,null,null,null,null,null,null,null,null,null,null,null,null,null,null,null,null,null,null,null,null,null,null,null,null,null,null,null,null,null,null,null,null,null,null,null,null,null,null,null,null,null,null,null,null,null,"i max",{"$f":"(AZ349/($N$244*$O$244+$N$244*AZ373))^(1/2)","v":1.7919610096342231},{"$f":"(BA349/($N$244*$O$244+$N$244*BA373))^(1/2)","v":2.7515103019727625},{"$f":"(BB349/($N$244*$O$244+$N$244*BB373))^(1/2)","v":4.2216083948706657},5.4206247846138611,6.4713450405068711,7.4237720574668522,8.304427709740887,9.1294779483304964,9.9096787691227419,10.652634745069305,11.363968323681235,12.047981882233515,12.708058725390698,13.346919126172816,13.966790911848932,14.569527167944493,15.156689876034019,15.729610850668966,{"$f":"(BR349/($N$244*$O$244+$N$244*BR373))^(1/2)","v":16.28943710493974},{"$f":"(BS349/($N$244*$O$244+$N$244*BS373))^(1/2)","v":16.837165264355665}]
[null,null,null,null,null,null,null,null,null,null,null,null,null,null,null,null,null,null,null,null,null,null,null,null,null,null,null,null,null,null,null,null,null,null,null,null,null,null,null,null,null,null,null,null,null,null,null,null,null,20,"teta",{"$f":"(AZ349/(1+$S$245*AZ350))^(1/4)","v":1.4783749422140302},{"$f":"(BA349/(1+$S$245*BA350))^(1/4)","v":1.7580939999226615},{"$f":"(BB349/(1+$S$245*BB350))^(1/4)","v":2.0907378935516223},2.3137818256259157,2.4863203786173909,2.6289637200566922,2.7515658095983246,2.8596744935357097,2.9567498844280604,3.0451081323480436,3.1263823609754402,3.2017709731870951,3.2721816381725501,3.3383197348516518,3.4007452543044687,3.459910832961524,3.5161879998453229,3.5698857899019183,{"$f":"(BR349/(1+$S$245*BR350))^(1/4)","v":3.621264256940941},{"$f":"(BS349/(1+$S$245*BS350))^(1/4)","v":3.6705444862324117}]
[null,null,null,null,null,null,null,null,null,null,null,null,null,null,null,null,null,null,null,null,null,null,null,null,null,null,null,null,null,null,null,null,null,null,null,null,null,null,null,null,null,null,null,null,null,null,null,null,null,null,null,{"$f":"(AZ349/(1+$S$245*AZ375))^(1/4)","v":1.4827093059807168},{"$f":"(BA349/(1+$S$245*BA375))^(1/4)","v":1.7604750239028715},{"$f":"(BB349/(1+$S$245*BB375))^(1/4)","v":2.0896807227196761},2.3097485194795215,2.47961916577907,2.6198177619331928,2.7401466778208476,2.8461197277109735,2.9411731456771952,3.0276055370874162,3.1070366682369523,3.1806544818473386,3.2493582661539211,3.3138465566016504,3.3746736664278636,3.432287456807233,3.4870553931838097,3.5392830169540477,{"$f":"(BR349/(1+$S$245*BR375))^(1/4)","v":3.5892273512694257},{"$f":"(BS349/(1+$S$245*BS375))^(1/4)","v":3.6371068312197048}]
[null,null,null,null,null,null,null,null,null,null,null,null,null,null,null,null,null,null,null,null,null,null,null,null,null,null,null,null,null,null,null,null,null,null,null,null,null,null,null,null,null,null,null,null,null,null,null,null,null,null,"T4",{"$f":"1/(3.1415*$L$245*$R$245*AZ376)","v":14.429595371573601},{"$f":"1/(3.1415*$L$245*$R$245*BA376)","v":12.152910463641346},{"$f":"1/(3.1415*$L$245*$R$245*BB376)","v":10.238356082992164},9.2628678657144796,8.6282989074438792,8.166558624742251,7.8079379881894289,7.5172155024467502,7.2742726385944732,7.0666059620007617,6.8859487748204504,6.72657010092533,6.5843448418177557,6.4562118292251043,6.3398412568926208,6.2334217655738895,6.1355192064884667,6.0449800811298715,{"$f":"1/(3.1415*$L$245*$R$245*BR376)","v":5.9608637862969545},{"$f":"1/(3.1415*$L$245*$R$245*BS376)","v":5.8823939828552332},{"$f":"EXP(INDEX(LINEST(LN(AZ349:BS349),LN(AZ378:BS378)),1,2))","v":1.124080421125272},{"$f":"INDEX(LINEST(LN(AZ349:BS349),LN(AZ378:BS378),,),1)","v":1.6220536953200562}]
[null,null,null,null,null,null,null,null,null,null,null,null,null,null,null,null,null,null,null,null,null,null,null,null,null,null,null,null,null,null,null,null,null,null,null,null,null,null,null,null,null,null,null,null,null,null,null,null,null,null,"i max",{"$f":"(AZ349/($N$245*$O$245+$N$245*AZ377))^(1/2)","v":2.503363353715427},{"$f":"(BA349/($N$245*$O$245+$N$245*BA377))^(1/2)","v":3.8456360285823994},{"$f":"(BB349/($N$245*$O$245+$N$245*BB377))^(1/2)","v":5.9035067433022324},7.5829163479864325,9.0552344939839067,10.390262771102146,11.625029733799073,12.782108167105568,13.876518376142187,14.918880791852001,15.917048278075079,16.877030405800475,17.803553308062078,18.700417173283547,19.570734435891563,20.417094135619383,21.241678712933098,22.046349107735722,{"$f":"(BR349/($N$245*$O$245+$N$245*BR377))^(1/2)","v":22.83270811523332},{"$f":"(BS349/($N$245*$O$245+$N$245*BS377))^(1/2)","v":23.602148448999763}]
[null,null,null,null,null,null,null,null,null,null,null,null,null,null,null,null,null,null,null,null,null,null,null,null,null,null,null,null,null,null,null,null,null,null,null,null,null,null,null,null,null,null,null,null,null,null,null,null,null,18,"teta",{"$f":"(AZ349/(1+$S$246*AZ350))^(1/4)","v":1.4790569464120029},{"$f":"(BA349/(1+$S$246*BA350))^(1/4)","v":1.7589050441673519},{"$f":"(BB349/(1+$S$246*BB350))^(1/4)","v":2.0917023931379903},2.3148492198797084,2.4874673683879172,2.630176514079507,2.7528351624394469,2.8609937190946231,2.9581138928240054,3.0465129021870339,3.1278246242564038,3.2032480147563942,3.2736911616026618,3.339859769120586,3.4023140867254225,3.4615069596580144,3.5178100883347039,3.5715326502656026,{"$f":"(BR349/(1+$S$246*BR350))^(1/4)","v":3.6229348192284099},{"$f":"(BS349/(1+$S$246*BS350))^(1/4)","v":3.6722377824842454}]
[null,null,null,null,null,null,null,null,null,null,null,null,null,null,null,null,null,null,null,null,null,null,null,null,null,null,null,null,null,null,null,null,null,null,null,null,null,null,null,null,null,null,null,null,null,null,null,null,null,null,null,{"$f":"(AZ349/(1+$S$246*AZ379))^(1/4)","v":1.4832152374392689},{"$f":"(BA349/(1+$S$246*BA379))^(1/4)","v":1.7611850197734753},{"$f":"(BB349/(1+$S$246*BB379))^(1/4)","v":2.0906756989382527},2.3109597321711592,2.4810112257499073,2.6213681445521129,2.7418394354196023,2.8479428095809074,2.9431170345871136,3.0296624721356298,3.1092001650522985,3.1829190181947196,3.2517190661801409,3.3162994371983792,3.3772149244656595,3.434913784250675,3.4897638118114833,3.5420708272240762,{"$f":"(BR349/(1+$S$246*BR379))^(1/4)","v":3.5920920916209513},{"$f":"(BS349/(1+$S$246*BS379))^(1/4)","v":3.6400462452241356}]
[null,null,null,null,null,null,null,null,null,null,null,null,null,null,null,null,null,null,null,null,null,null,null,null,null,null,null,null,null,null,null,null,null,null,null,null,null,null,null,null,null,null,null,null,null,null,null,null,null,null,"T4",{"$f":"1/(3.1415*$L$246*$R$246*AZ380)","v":13.003141512200056},{"$f":"1/(3.1415*$L$246*$R$246*BA380)","v":10.950841285235809},{"$f":"1/(3.1415*$L$246*$R$246*BB380)","v":9.2249877086478911},8.3456485013499062,7.773627714902708,7.3574013881096834,7.0341309473954237,6.7720663352479118,6.5530719298017628,6.3658766621217255,6.2030286252573283,6.0593617101867281,5.9311574071896693,5.8156562731161214,5.7107581414960453,5.6148301927995998,5.5265796384835886,5.4449666780347901,{"$f":"1/(3.1415*$L$246*$R$246*BR380)","v":5.3691434221473706},{"$f":"1/(3.1415*$L$246*$R$246*BS380)","v":5.2984100547565038},{"$f":"EXP(INDEX(LINEST(LN(AZ349:BS349),LN(AZ382:BS382)),1,2))","v":0.73297845294507102},{"$f":"INDEX(LINEST(LN(AZ349:BS349),LN(AZ382:BS382),,),1)","v":1.6212029514083803}]
[null,null,null,null,null,null,null,null,null,null,null,null,null,null,null,null,null,null,null,null,null,null,null,null,null,null,null,null,null,null,null,null,null,null,null,null,null,null,null,null,null,null,null,null,null,null,null,null,null,null,"i max",{"$f":"(AZ349/($N$246*$O$246+$N$246*AZ381))^(1/2)","v":3.2607692684908374},{"$f":"(BA349/($N$246*$O$246+$N$246*BA381))^(1/2)","v":5.0099222537821522},{"$f":"(BB349/($N$246*$O$246+$N$246*BB381))^(1/2)","v":7.6922013740278938},9.8816194972493356,11.801324826310204,13.542214861428983,15.152511427578069,16.661611909978365,18.089078462950138,19.448743335254342,20.750834514667165,22.003179375482379,23.211933771162212,24.382047602487447,25.517575021575553,26.621888486229075,27.697830871476981,28.74782630165512,{"$f":"(BR349/($N$246*$O$246+$N$246*BR381))^(1/2)","v":29.773962665854448},{"$f":"(BS349/($N$246*$O$246+$N$246*BS381))^(1/2)","v":30.778054216648385}]
[null,null,null,null,null,null,null,null,null,null,null,null,null,null,null,null,null,null,null,null,null,null,null,null,null,null,null,null,null,null,null,null,null,null,null,null,null,null,null,null,null,null,null,null,null,null,null,null,null,16,"teta",{"$f":"(AZ349/(1+$S$247*AZ350))^(1/4)","v":1.4787732903377133},{"$f":"(BA349/(1+$S$247*BA350))^(1/4)","v":1.7585677183455934},{"$f":"(BB349/(1+$S$247*BB350))^(1/4)","v":2.091301242870681},2.3144052741317935,2.486990317635847,2.6296720943230656,2.7523072189973519,2.8604450328192952,2.9575465806754266,3.0459286367250429,3.127224764693096,3.2026336903660826,3.2730633275050032,3.3392192450940543,3.401661585102898,3.4608431059249423,3.5171354366911864,3.5708476956171493,{"$f":"(BR349/(1+$S$247*BR350))^(1/4)","v":3.6222400065839597},{"$f":"(BS349/(1+$S$247*BS350))^(1/4)","v":3.6715335144330634}]
[null,null,null,null,null,null,null,null,null,null,null,null,null,null,null,null,null,null,null,null,null,null,null,null,null,null,null,null,null,null,null,null,null,null,null,null,null,null,null,null,null,null,null,null,null,null,null,null,null,null,null,{"$f":"(AZ349/(1+$S$247*AZ383))^(1/4)","v":1.4830047938751398},{"$f":"(BA349/(1+$S$247*BA383))^(1/4)","v":1.7608896683036148},{"$f":"(BB349/(1+$S$247*BB383))^(1/4)","v":2.0902617543774635},2.3104557902673943,2.4804320085411367,2.6207230228413509,2.7411350441018585,2.8471841624280687,2.9423080914231416,3.0288064621188084,3.1082997862688475,3.1819765684475811,3.2507365327447477,3.3152785607381463,3.3761572459451568,3.4338206802501325,3.4886365216854811,3.5409104743754805,{"$f":"(BR349/(1+$S$247*BR383))^(1/4)","v":3.590899700433289},{"$f":"(BS349/(1+$S$247*BS383))^(1/4)","v":3.6388227547282725}]
[null,null,null,null,null,null,null,null,null,null,null,null,null,null,null,null,null,null,null,null,null,null,null,null,null,null,null,null,null,null,null,null,null,null,null,null,null,null,null,null,null,null,null,null,null,null,null,null,null,null,"T4",{"$f":"1/(3.1415*$L$247*$R$247*AZ384)","v":11.795686680280649},{"$f":"1/(3.1415*$L$247*$R$247*BA384)","v":9.9342168954614838},{"$f":"1/(3.1415*$L$247*$R$247*BB384)","v":8.3688369924345896},7.5712593019928871,7.0524246718594235,6.6748983930929144,6.3816848175887646,6.1439860915028826,5.9453528829621165,5.7755621274223072,5.6278548070499088,5.4975451633950376,5.3812604367340517,5.276497758309187,5.1813522355674966,5.0943428684316379,5.0142970714111073,4.9402717240374834,{"$f":"1/(3.1415*$L$247*$R$247*BR384)","v":4.8714977730496267},{"$f":"1/(3.1415*$L$247*$R$247*BS384)","v":4.8073404705340268},{"$f":"EXP(INDEX(LINEST(LN(AZ349:BS349),LN(AZ386:BS386)),1,2))","v":0.49426284303713919},{"$f":"INDEX(LINEST(LN(AZ349:BS349),LN(AZ386:BS386),,),1)","v":1.6215571308486305}]
[null,null,null,null,null,null,null,null,null,null,null,null,null,null,null,null,null,null,null,null,null,null,null,null,null,null,null,null,null,null,null,null,null,null,null,null,null,null,null,null,null,null,null,null,null,null,null,null,null,null,"i max",{"$f":"(AZ349/($N$247*$O$247+$N$247*AZ385))^(1/2)","v":4.1565039096012786},{"$f":"(BA349/($N$247*$O$247+$N$247*BA385))^(1/2)","v":6.3857422025590242},{"$f":"(BB349/($N$247*$O$247+$N$247*BB385))^(1/2)","v":9.8038953633217236},12.593742220168423,15.039767206422336,17.257849601254687,19.309463065674159,21.23208308083462,23.050646935280636,24.782787379332817,26.441542464765742,28.036889978939644,29.57667689903198,31.0672128981616,32.513665790543143,33.920334404127956,35.290842488449051,36.628279999642423,{"$f":"(BR349/($N$247*$O$247+$N$247*BR385))^(1/2)","v":37.935308287782348},{"$f":"(BS349/($N$247*$O$247+$N$247*BS385))^(1/2)","v":39.214239894763274}]
[null,null,null,null,null,null,null,null,null,null,null,null,null,null,null,null,null,null,null,null,null,null,null,null,null,null,null,null,null,null,null,null,null,null,null,null,null,null,null,null,null,null,null,null,null,null,null,null,null,14,"teta",{"$f":"(AZ349/(1+$S$248*AZ350))^(1/4)","v":1.4791416318417705},{"$f":"(BA349/(1+$S$248*BA350))^(1/4)","v":1.7590057526829688},{"$f":"(BB349/(1+$S$248*BB350))^(1/4)","v":2.0918221564213031},2.3149817597399944,2.4876097917365487,2.6303271084355933,2.752992779784321,2.8611575292056894,2.958283263683541,3.0466873344528373,3.1280037121361417,3.2034314211055825,3.2738786012706336,3.3400509973627424,3.4025088908750116,3.461705152976557,3.5180115053659375,3.5717371432556466,{"$f":"(BR349/(1+$S$248*BR350))^(1/4)","v":3.6231422553199888},{"$f":"(BS349/(1+$S$248*BS350))^(1/4)","v":3.6724480414844636}]
[null,null,null,null,null,null,null,null,null,null,null,null,null,null,null,null,null,null,null,null,null,null,null,null,null,null,null,null,null,null,null,null,null,null,null,null,null,null,null,null,null,null,null,null,null,null,null,null,null,null,null,{"$f":"(AZ349/(1+$S$248*AZ387))^(1/4)","v":1.4832780705125435},{"$f":"(BA349/(1+$S$248*BA387))^(1/4)","v":1.7612732115722316},{"$f":"(BB349/(1+$S$248*BB387))^(1/4)","v":2.0907993147352224},2.3111102335832183,2.4811842166559113,2.6215608266233956,2.7420498272552503,2.8481694138532605,2.9433586686892328,3.0299181716504964,3.1094691241537875,3.1832005505931376,3.2520125783200782,3.3166044091724944,3.3775308960054469,3.4352403441806874,3.4901005899389834,3.5424174879859707,{"$f":"(BR349/(1+$S$248*BR387))^(1/4)","v":3.5924483290271945},{"$f":"(BS349/(1+$S$248*BS387))^(1/4)","v":3.6404117787763348}]
[null,null,null,null,null,null,null,null,null,null,null,null,null,null,null,null,null,null,null,null,null,null,null,null,null,null,null,null,null,null,null,null,null,null,null,null,null,null,null,null,null,null,null,null,null,null,null,null,null,null,"T4",{"$f":"1/(3.1415*$L$248*$R$248*AZ388)","v":10.58739476567454},{"$f":"1/(3.1415*$L$248*$R$248*BA388)","v":8.916305759153536},{"$f":"1/(3.1415*$L$248*$R$248*BB388)","v":7.5110271794656116},6.7950244222822196,6.3292561569450605,5.9903437373266497,5.7271207560454309,5.5137346828461578,5.3354185634392373,5.182994916073862,5.0503960170558182,4.9334153567101318,4.8290251349202089,4.7349784726670352,4.6495653077096257,4.5714561155486733,4.4995982422554999,4.4331450296426853,{"$f":"1/(3.1415*$L$248*$R$248*BR388)","v":4.3714060833929542},{"$f":"1/(3.1415*$L$248*$R$248*BS388)","v":4.3138115779481945},{"$f":"EXP(INDEX(LINEST(LN(AZ349:BS349),LN(AZ390:BS390)),1,2))","v":0.34677903753286798},{"$f":"INDEX(LINEST(LN(AZ349:BS349),LN(AZ390:BS390),,),1)","v":1.6210971166470782}]
[null,null,null,null,null,null,null,null,null,null,null,null,null,null,null,null,null,null,null,null,null,null,null,null,null,null,null,null,null,null,null,null,null,null,null,null,null,null,null,null,null,null,null,null,null,null,null,null,null,null,"i max",{"$f":"(AZ349/($N$248*$O$248+$N$248*AZ389))^(1/2)","v":5.1744427893355427},{"$f":"(BA349/($N$248*$O$248+$N$248*BA389))^(1/2)","v":7.9502866863960984},{"$f":"(BB349/($N$248*$O$248+$N$248*BB389))^(1/2)","v":12.207089268514245},15.681802578046772,18.72852167046948,21.491485234929257,24.047213450129249,26.442355397800085,28.707953303761432,30.865956966542281,32.932596791565551,34.920293779023091,36.838816475226672,38.696019755170482,40.498337067989468,42.251120108544178,43.958880195675292,45.625464146441807,{"$f":"(BR349/($N$248*$O$248+$N$248*BR389))^(1/2)","v":47.254185216241204},{"$f":"(BS349/($N$248*$O$248+$N$248*BS389))^(1/2)","v":48.847922434123781}]
[null,null,null,null,null,null,null,null,null,null,null,null,null,null,null,null,null,null,null,null,null,null,null,null,null,null,null,null,null,null,null,null,null,null,null,null,null,null,null,null,null,null,null,null,null,null,null,null,null,12,"teta",{"$f":"(AZ349/(1+$S$249*AZ350))^(1/4)","v":1.4810908617558227},{"$f":"(BA349/(1+$S$249*BA350))^(1/4)","v":1.7613237907655359},{"$f":"(BB349/(1+$S$249*BB350))^(1/4)","v":2.0945787838019392},2.3180324694214951,2.4908879926310123,2.6337933838571841,2.7566207054433693,2.8649279956199152,2.9621817235116454,3.0507022941857227,3.1321258315300562,3.2076529400049307,3.2781929562770751,3.344452555116487,3.4069927563616877,3.4662670279806487,3.5226475815310718,3.5764440196864689,{"$f":"(BR349/(1+$S$249*BR350))^(1/4)","v":3.6279168740007859},{"$f":"(BS349/(1+$S$249*BS350))^(1/4)","v":3.6772876358993343}]
[null,null,null,null,null,null,null,null,null,null,null,null,null,null,null,null,null,null,null,null,null,null,null,null,null,null,null,null,null,null,null,null,null,null,null,null,null,null,null,null,null,null,null,null,null,null,null,null,null,null,null,{"$f":"(AZ349/(1+$S$249*AZ391))^(1/4)","v":1.4847249841788936},{"$f":"(BA349/(1+$S$249*BA391))^(1/4)","v":1.7633050256964373},{"$f":"(BB349/(1+$S$249*BB391))^(1/4)","v":2.0936487995832707},2.3145807158034293,2.4851744005105849,2.6260062163105742,2.7469047460070199,2.8533993380105862,2.9489363268180475,3.0358213207713858,3.1156791766175931,3.1897016742031643,3.2587910787126506,3.3236482899647415,3.3848295359201073,3.4427842539770133,3.4978812254650453,3.5504271037278099,{"$f":"(BR349/(1+$S$249*BR391))^(1/4)","v":3.6006798615371323},{"$f":"(BS349/(1+$S$249*BS391))^(1/4)","v":3.6488587525776346}]
[null,null,null,null,null,null,null,null,null,null,null,null,null,null,null,null,null,null,null,null,null,null,null,null,null,null,null,null,null,null,null,null,null,null,null,null,null,null,null,null,null,null,null,null,null,null,null,null,null,null,"T4",{"$f":"1/(3.1415*$L$249*$R$249*AZ392)","v":9.2182227981939597},{"$f":"1/(3.1415*$L$249*$R$249*BA392)","v":7.7618594053518315},{"$f":"1/(3.1415*$L$249*$R$249*BB392)","v":6.537164065401166},5.9131771057961249,5.5072697092783978,5.2119167171793768,4.9825265030034886,4.7965686105991754,4.6411736915913808,4.5083436250221647,4.3927904390542061,4.2908482034217652,4.1998782271162822,4.1179223865324319,4.0434903893869505,3.9754235782842713,3.9128045854062452,3.8548955656168031,{"$f":"1/(3.1415*$L$249*$R$249*BR392)","v":3.8010948555596551},{"$f":"1/(3.1415*$L$249*$R$249*BS392)","v":3.7509058657141994},{"$f":"EXP(INDEX(LINEST(LN(AZ349:BS349),LN(AZ394:BS394)),1,2))","v":0.20529728503589012},{"$f":"INDEX(LINEST(LN(AZ349:BS349),LN(AZ394:BS394),,),1)","v":1.6186489793191294}]
[null,null,null,null,null,null,null,null,null,null,null,null,null,null,null,null,null,null,null,null,null,null,null,null,null,null,null,null,null,null,null,null,null,null,null,null,null,null,null,null,null,null,null,null,null,null,null,null,null,null,"i max",{"$f":"(AZ349/($N$249*$O$249+$N$249*AZ393))^(1/2)","v":7.1731545644287804},{"$f":"(BA349/($N$249*$O$249+$N$249*BA393))^(1/2)","v":11.026066745254958},{"$f":"(BB349/($N$249*$O$249+$N$249*BB393))^(1/2)","v":16.938443443181054},21.767319947116892,26.003117435865015,29.845641503485442,33.400905108002597,36.733544040531569,39.886573636830605,42.890412331968435,45.767554196718045,48.535214937531755,51.206934769322885,53.793601999037499,56.304135065038707,58.745953196399924,61.125310888220632,63.44754161852957,{"$f":"(BR349/($N$249*$O$249+$N$249*BR393))^(1/2)","v":65.717239304880465},{"$f":"(BS349/($N$249*$O$249+$N$249*BS393))^(1/2)","v":67.938395968074602}]
[null,null,null,null,null,null,null,null,null,null,null,null,null,null,null,null,null,null,null,null,null,null,null,null,null,null,null,null,null,null,null,null,null,null,null,null,null,null,null,null,null,null,null,null,null,null,null,null,null,"KZ06"]
[null,null,null,null,null,null,null,null,null,null,null,null,null,null,null,null,null,null,null,null,null,null,null,null,null,null,null,null,null,null,null,null,null,null,null,null,null,null,null,null,null,null,null,null,null,null,null,null,null,null,"ΔT",5,10,20,30,40,50,60,70,80,90,100,110,120,130,140,150,160,170,180,190,"facteur "]
[null,null,null,null,null,null,null,null,null,null,null,null,null,null,null,null,null,null,null,null,null,null,null,null,null,null,null,null,null,null,null,null,null,null,null,null,null,null,null,null,null,null,null,null,null,null,null,null,null,null,null,2,2,2,2,2,2,2,2,2,2,2,2,2,2,2,2,2,2,2,2,"x3","x2","x1","x0"]
[null,null,null,null,null,null,null,null,null,null,null,null,null,null,null,null,null,null,null,null,null,null,null,null,null,null,null,null,null,null,null,null,null,null,null,null,null,null,null,null,null,null,null,null,null,null,null,null,null,32,"teta",{"$f":"(AZ396/(1+$S$263*AZ397))^(1/4)","v":1.4532852944018892},{"$f":"(BA396/(1+$S$263*BA397))^(1/4)","v":1.7282572122315512},{"$f":"(BB396/(1+$S$263*BB397))^(1/4)","v":2.0552557733405279},2.2745144047156649,2.4441247888069757,2.5843473159472343,2.7048687132640472,2.8111426740009966,2.9065705888037789,2.9934293001323948,3.0733242157626357,3.1474334003572322,3.2166491189618602,3.2816647794407388,3.3430308692097599,3.4011923429616795,3.4565144244631019,3.5093009039973531,3.5598074219750595,3.6082513116061916]
[null,null,null,null,null,null,null,null,null,null,null,null,null,null,null,null,null,null,null,null,null,null,null,null,null,null,null,null,null,null,null,null,null,null,null,null,null,null,null,null,null,null,null,null,null,null,null,null,null,null,null,{"$f":"(AZ396/(1+$S$263*AZ397))^(1/4)","v":1.4532852944018892},{"$f":"(BA396/(1+$S$263*BA397))^(1/4)","v":1.7282572122315512},{"$f":"(BB396/(1+$S$263*BB397))^(1/4)","v":2.0552557733405279},2.2745144047156649,2.4441247888069757,2.5843473159472343,2.7048687132640472,2.8111426740009966,2.9065705888037789,2.9934293001323948,3.0733242157626357,3.1474334003572322,3.2166491189618602,3.2816647794407388,3.3430308692097599,3.4011923429616795,3.4565144244631019,3.5093009039973531,3.5598074219750595,3.6082513116061916]
[null,null,null,null,null,null,null,null,null,null,null,null,null,null,null,null,null,null,null,null,null,null,null,null,null,null,null,null,null,null,null,null,null,null,null,null,null,null,null,null,null,null,null,null,null,null,null,null,null,null,"T4",{"$f":"1/(3.1415*$L$263*$R$263*AZ399)","v":19.186072585090486},{"$f":"1/(3.1415*$L$263*$R$263*BA399)","v":16.133499659600155},{"$f":"1/(3.1415*$L$263*$R$263*BB399)","v":13.566602029254797},12.258808775812019,11.408107013574128,10.789121482698009,10.308388354861103,9.9186844563654333,9.5930362925452428,9.3146803714408843,9.0725335785375982,8.8589125164886902,8.6682868146458372,8.4965525180762178,8.3405862033904317,8.1979595193841686,8.066749829800079,7.9454107550249207,7.8326813335787779,7.7275208230513641,{"$f":"EXP(INDEX(LINEST(LN(AZ396:BS396),LN(AZ401:BS401)),1,2))","v":15.148605111345486},{"$f":"INDEX(LINEST(LN(AZ396:BS396),LN(AZ401:BS401),,),1)","v":1.6423302470812824}]
[null,null,null,null,null,null,null,null,null,null,null,null,null,null,null,null,null,null,null,null,null,null,null,null,null,null,null,null,null,null,null,null,null,null,null,null,null,null,null,null,null,null,null,null,null,null,null,null,null,null,"i max",{"$f":"(AZ396/($N$263*$O$263+$N$263*AZ400))^(1/2)","v":0.50692465754366089},{"$f":"(BA396/($N$263*$O$263+$N$263*BA400))^(1/2)","v":0.77587960140314172},{"$f":"(BB396/($N$263*$O$263+$N$263*BB400))^(1/2)","v":1.1860039430264462},1.519141096974113,1.8102406862931064,2.0735155075873242,2.3164962181899611,2.5437690395700328,2.7583831406431121,2.9624928891405107,3.1576901735693097,3.3451924692022428,3.5259566952105543,3.7007518832010726,3.8702075734752643,4.034847196286881,4.1951117837333118,4.3513772402402831,4.5039671959534155,4.6531627543643825]
[null,null,null,null,null,null,null,null,null,null,null,null,null,null,null,null,null,null,null,null,null,null,null,null,null,null,null,null,null,null,null,null,null,null,null,null,null,null,null,null,null,null,null,null,null,null,null,null,null,30,"teta",{"$f":"(AZ396/(1+$S$264*AZ397))^(1/4)","v":1.4561119690530409},{"$f":"(BA396/(1+$S$264*BA397))^(1/4)","v":1.7316187138384982},{"$f":"(BB396/(1+$S$264*BB397))^(1/4)","v":2.0592532949686029},2.2789383896250661,2.4488786699694596,2.5893739332782557,2.7101297475949719,2.8166104137269667,2.9122239381060817,2.9992515917053515,3.0793019048570831,3.1535552335879466,3.2229055784204688,3.288047695913749,3.3495331441948659,3.4078077434040934,3.4632374276769964,3.5161265781762658,3.56673133253924,3.6152694466941813]
[null,null,null,null,null,null,null,null,null,null,null,null,null,null,null,null,null,null,null,null,null,null,null,null,null,null,null,null,null,null,null,null,null,null,null,null,null,null,null,null,null,null,null,null,null,null,null,null,null,null,null,{"$f":"(AZ396/(1+$S$264*AZ402))^(1/4)","v":1.4662752631659726},{"$f":"(BA396/(1+$S$264*BA402))^(1/4)","v":1.7375301507171095},{"$f":"(BB396/(1+$S$264*BB402))^(1/4)","v":2.057717251667972},2.2709907888489806,2.4352076452841875,2.5704762014062097,2.6863862756541246,2.7883259812412038,2.8796499649665135,2.9626003531535932,3.0387559151435646,3.1092737301286322,3.1750291697564714,3.2367017950544827,3.2948305690719732,3.3498507286831281,3.402119209716969,3.4519326635305707,3.4995405272777882,3.5451547018703846]
[null,null,null,null,null,null,null,null,null,null,null,null,null,null,null,null,null,null,null,null,null,null,null,null,null,null,null,null,null,null,null,null,null,null,null,null,null,null,null,null,null,null,null,null,null,null,null,null,null,null,"T4",{"$f":"1/(3.1415*$L$264*$R$264*AZ403)","v":18.245213770744691},{"$f":"1/(3.1415*$L$264*$R$264*BA403)","v":15.396858357926545},{"$f":"1/(3.1415*$L$264*$R$264*BB403)","v":13.001060083222171},11.780103096224899,10.985718476625468,10.40760681175839,9.9585476093544916,9.5944684384820071,9.2901935820971211,9.0300757558274487,8.8037691641825031,8.6041011326819827,8.4259086115010557,8.2653600230007527,8.1195390968929999,7.9861784270413967,7.8634827218308159,7.7500079610058643,7.6445765993252435,7.5462167022228321,{"$f":"EXP(INDEX(LINEST(LN(AZ396:BS396),LN(AZ405:BS405)),1,2))","v":10.041454189847762},{"$f":"INDEX(LINEST(LN(AZ396:BS396),LN(AZ405:BS405),,),1)","v":1.6483754663563639}]
[null,null,null,null,null,null,null,null,null,null,null,null,null,null,null,null,null,null,null,null,null,null,null,null,null,null,null,null,null,null,null,null,null,null,null,null,null,null,null,null,null,null,null,null,null,null,null,null,null,null,"i max",{"$f":"(AZ396/($N$264*$O$264+$N$264*AZ404))^(1/2)","v":0.65187111495888217},{"$f":"(BA396/($N$264*$O$264+$N$264*BA404))^(1/2)","v":0.9965581654094734},{"$f":"(BB396/($N$264*$O$264+$N$264*BB404))^(1/2)","v":1.5213125229025644},1.9469810350978409,2.3185897371467559,2.6544376047475819,2.9642158225377213,3.2538241269228823,3.527183694347674,3.7870642006298998,4.0355116604221593,4.274090493591534,4.5040300449699728,4.7263180821646458,4.9417630530967047,5.1510370211561796,5.3547061589653513,5.5532529552599739,5.7470927399192311,5.9365862144465709]
[null,null,null,null,null,null,null,null,null,null,null,null,null,null,null,null,null,null,null,null,null,null,null,null,null,null,null,null,null,null,null,null,null,null,null,null,null,null,null,null,null,null,null,null,null,null,null,null,null,28,"teta",{"$f":"(AZ396/(1+$S$265*AZ397))^(1/4)","v":1.4600323990525115},{"$f":"(BA396/(1+$S$265*BA397))^(1/4)","v":1.7362809170877387},{"$f":"(BB396/(1+$S$265*BB397))^(1/4)","v":2.0647976202441884},2.2850741941644945,2.4554720210350758,2.5963455532248134,2.717426490009526,2.8241938442580525,2.920064798105023,3.0073267646082491,3.0875926049006241,3.1620458529946296,3.2315829164161993,3.2969004222841902,3.3585514137385628,3.4169829112439394,3.4725618341754778,3.5255933832104849,3.5763343856102425,3.6250031835881966]
[null,null,null,null,null,null,null,null,null,null,null,null,null,null,null,null,null,null,null,null,null,null,null,null,null,null,null,null,null,null,null,null,null,null,null,null,null,null,null,null,null,null,null,null,null,null,null,null,null,null,null,{"$f":"(AZ396/(1+$S$265*AZ406))^(1/4)","v":1.4691582551623934},{"$f":"(BA396/(1+$S$265*BA406))^(1/4)","v":1.7415390416189467},{"$f":"(BB396/(1+$S$265*BB406))^(1/4)","v":2.0632755856838569},2.2777097610998371,2.4428885649127521,2.5789932826615538,2.6956508476988859,2.7982712884306089,2.8902234568561962,2.973759301285841,3.0504647130669573,3.1215021278265938,3.1877510642885256,3.2498943708706007,3.3084736680401221,3.3639263765919356,3.4166112526544525,3.4668264834395126,3.5148228158525128,3.5608132782858988]
[null,null,null,null,null,null,null,null,null,null,null,null,null,null,null,null,null,null,null,null,null,null,null,null,null,null,null,null,null,null,null,null,null,null,null,null,null,null,null,null,null,null,null,null,null,null,null,null,null,null,"T4",{"$f":"1/(3.1415*$L$265*$R$265*AZ407)","v":17.374389405569683},{"$f":"1/(3.1415*$L$265*$R$265*BA407)","v":14.656994195128602},{"$f":"1/(3.1415*$L$265*$R$265*BB407)","v":12.371458180725007},11.206751650075526,10.448993863340789,9.8975549084237464,9.4692261964818272,9.121963166735938,8.831748826564441,8.5836562537396741,8.36781606233858,8.1773859437896697,8.0074407031202171,7.8543253135826534,7.71525790583659,7.5880755896505034,7.4710658415607405,7.3628512259067875,7.2623085034252348,7.1685105701151182,{"$f":"EXP(INDEX(LINEST(LN(AZ396:BS396),LN(AZ409:BS409)),1,2))","v":6.081035914624989},{"$f":"INDEX(LINEST(LN(AZ396:BS396),LN(AZ409:BS409),,),1)","v":1.6439336323575064}]
[null,null,null,null,null,null,null,null,null,null,null,null,null,null,null,null,null,null,null,null,null,null,null,null,null,null,null,null,null,null,null,null,null,null,null,null,null,null,null,null,null,null,null,null,null,null,null,null,null,null,"i max",{"$f":"(AZ396/($N$265*$O$265+$N$265*AZ408))^(1/2)","v":0.88373919574755988},{"$f":"(BA396/($N$265*$O$265+$N$265*BA408))^(1/2)","v":1.3521523458984748},{"$f":"(BB396/($N$265*$O$265+$N$265*BB408))^(1/2)","v":2.0661097577761045},2.6458377219432498,3.1522922647282909,3.6102567420430698,4.032860533992265,4.4280984813035733,4.8012853959228403,5.1561760509301724,5.49554465005588,5.8215127330412741,6.1357476792455108,6.4395893931798875,6.7341346704061253,7.0202953856276329,7.2988398236380068,7.5704227811403335,7.8356079687126492,8.0948849990487641]
[null,null,null,null,null,null,null,null,null,null,null,null,null,null,null,null,null,null,null,null,null,null,null,null,null,null,null,null,null,null,null,null,null,null,null,null,null,null,null,null,null,null,null,null,null,null,null,null,null,26,"teta",{"$f":"(AZ396/(1+$S$266*AZ397))^(1/4)","v":1.4623272246644361},{"$f":"(BA396/(1+$S$266*BA397))^(1/4)","v":1.73900994003313},{"$f":"(BB396/(1+$S$266*BB397))^(1/4)","v":2.0680429937478535},2.2886657903436745,2.4593314422964752,2.6004263943601287,2.7216976417400236,2.8286328090173609,2.9246544493288722,3.0120535710046878,3.0924455702139366,3.1670158412046452,3.2366622004433632,3.3020823699820165,3.3638302622135785,3.4223536002131154,3.4780198800662596,3.5311347821535994,3.5819555374081284,3.6307008312256088]
[null,null,null,null,null,null,null,null,null,null,null,null,null,null,null,null,null,null,null,null,null,null,null,null,null,null,null,null,null,null,null,null,null,null,null,null,null,null,null,null,null,null,null,null,null,null,null,null,null,null,null,{"$f":"(AZ396/(1+$S$266*AZ410))^(1/4)","v":1.4708479181321303},{"$f":"(BA396/(1+$S$266*BA410))^(1/4)","v":1.7438917517619357},{"$f":"(BB396/(1+$S$266*BB410))^(1/4)","v":2.0665427273639585},2.2816631550824185,2.447411473098775,2.5840117404805736,2.7011126801989942,2.8041371936159352,2.896462480661893,2.9803462640316454,3.0573786236426392,3.1287251463678163,3.1952677914383294,3.2576913424085077,3.31653898445748,3.3722494246101351,3.4251824913186231,3.4756372767545782,3.52386529972051,3.5700802532187406]
[null,null,null,null,null,null,null,null,null,null,null,null,null,null,null,null,null,null,null,null,null,null,null,null,null,null,null,null,null,null,null,null,null,null,null,null,null,null,null,null,null,null,null,null,null,null,null,null,null,null,"T4",{"$f":"1/(3.1415*$L$266*$R$266*AZ411)","v":16.487860152819206},{"$f":"1/(3.1415*$L$266*$R$266*BA411)","v":13.906330341734675},{"$f":"1/(3.1415*$L$266*$R$266*BB411)","v":11.735123817721451},10.628709468445546,9.9088915152965313,9.3850714376853492,8.9782018195706019,8.6483410424566269,8.372673543033784,8.1370192024004151,7.9320024653454313,7.7511234275025211,7.589703387368151,7.4442702611286231,7.3121814318714673,7.1913822872196063,7.0802460428587732,6.9774642315013526,6.8819698591064986,6.7928822491772598,{"$f":"EXP(INDEX(LINEST(LN(AZ396:BS396),LN(AZ413:BS413)),1,2))","v":4.1097007109999746},{"$f":"INDEX(LINEST(LN(AZ396:BS396),LN(AZ413:BS413),,),1)","v":1.6412969532320212}]
[null,null,null,null,null,null,null,null,null,null,null,null,null,null,null,null,null,null,null,null,null,null,null,null,null,null,null,null,null,null,null,null,null,null,null,null,null,null,null,null,null,null,null,null,null,null,null,null,null,null,"i max",{"$f":"(AZ396/($N$266*$O$266+$N$266*AZ412))^(1/2)","v":1.1220646872969235},{"$f":"(BA396/($N$266*$O$266+$N$266*BA412))^(1/2)","v":1.7176409106443939},{"$f":"(BB396/($N$266*$O$266+$N$266*BB412))^(1/2)","v":2.6260574001555139},3.3641269107394685,4.009177898937053,4.5926579070165605,5.1312297397774422,5.6350413191775779,6.1108396294734799,6.5633917636513992,6.9962202265313529,7.4120190574304772,7.8129057572152707,8.200582080215991,8.5764411202078321,8.9416411733192263,9.2971582058073992,9.6438240690362154,9.9823549407701915,10.313372894318761]
[null,null,null,null,null,null,null,null,null,null,null,null,null,null,null,null,null,null,null,null,null,null,null,null,null,null,null,null,null,null,null,null,null,null,null,null,null,null,null,null,null,null,null,null,null,null,null,null,null,24,"teta",{"$f":"(AZ396/(1+$S$267*AZ397))^(1/4)","v":1.464686656038843},{"$f":"(BA396/(1+$S$267*BA397))^(1/4)","v":1.7418157926109352},{"$f":"(BB396/(1+$S$267*BB397))^(1/4)","v":2.0713797335970283},2.2923585000054998,2.463299517066027,2.604622122592636,2.7260890383435057,2.8331967430559986,2.9293733120776855,3.0169134502279946,3.0974351600806522,3.1721257484900662,3.2418844805290226,3.3074102040079469,3.3692577250447293,3.4278754891053294,3.48363158522187,3.5368321869832098,3.5877349403585388,3.6365588835874831]
[null,null,null,null,null,null,null,null,null,null,null,null,null,null,null,null,null,null,null,null,null,null,null,null,null,null,null,null,null,null,null,null,null,null,null,null,null,null,null,null,null,null,null,null,null,null,null,null,null,null,null,{"$f":"(AZ396/(1+$S$267*AZ414))^(1/4)","v":1.4725867995478885},{"$f":"(BA396/(1+$S$267*BA414))^(1/4)","v":1.7463154648075736},{"$f":"(BB396/(1+$S$267*BB414))^(1/4)","v":2.0699124477178885},2.2857438306851261,2.4520827484568173,2.5891973122111906,2.7067586967926358,2.8102030730400474,2.9029162488829012,2.9871619030801559,3.0645344370692831,3.1362026897919382,3.2030511396393448,3.2657665680873826,3.3248937761108479,3.3808727992018688,3.4340645735422943,3.4847691262979752,3.5332387739121893,3.5796878962657175]
[null,null,null,null,null,null,null,null,null,null,null,null,null,null,null,null,null,null,null,null,null,null,null,null,null,null,null,null,null,null,null,null,null,null,null,null,null,null,null,null,null,null,null,null,null,null,null,null,null,null,"T4",{"$f":"1/(3.1415*$L$267*$R$267*AZ415)","v":15.491783606751909},{"$f":"1/(3.1415*$L$267*$R$267*BA415)","v":13.063502271205623},{"$f":"1/(3.1415*$L$267*$R$267*BB415)","v":11.021237186097862},9.9805567599048501,9.3035180216133693,8.8108372170650817,8.4281602448668291,8.1179172635650083,7.8586476787038295,7.6370135871216238,7.4441963401697233,7.2740821615291384,7.122270312338479,6.9854950025150817,6.8612706380772757,6.7476646995239697,6.6431470789797222,6.5464870738769703,6.4566811077688593,6.3729008510919209,{"$f":"EXP(INDEX(LINEST(LN(AZ396:BS396),LN(AZ417:BS417)),1,2))","v":2.7403384168968539},{"$f":"INDEX(LINEST(LN(AZ396:BS396),LN(AZ417:BS417),,),1)","v":1.6385571588742052}]
[null,null,null,null,null,null,null,null,null,null,null,null,null,null,null,null,null,null,null,null,null,null,null,null,null,null,null,null,null,null,null,null,null,null,null,null,null,null,null,null,null,null,null,null,null,null,null,null,null,null,"i max",{"$f":"(AZ396/($N$267*$O$267+$N$267*AZ416))^(1/2)","v":1.4375552347594758},{"$f":"(BA396/($N$267*$O$267+$N$267*BA416))^(1/2)","v":2.2017067249876487},{"$f":"(BB396/($N$267*$O$267+$N$267*BB416))^(1/2)","v":3.36809667361132},4.3163567549340147,5.1454682624752719,5.8956941760727402,6.5883721068223924,7.2364989389376184,7.8487169305631621,8.4311329721493156,8.9882600310559102,9.5235499799230929,10.039716204452649,10.538939521968624,11.023005330487154,11.493398213628412,11.951369146196312,12.397984446159455,12.83416220881019,13.260699938868598]
[null,null,null,null,null,null,null,null,null,null,null,null,null,null,null,null,null,null,null,null,null,null,null,null,null,null,null,null,null,null,null,null,null,null,null,null,null,null,null,null,null,null,null,null,null,null,null,null,null,22,"teta",{"$f":"(AZ396/(1+$S$268*AZ397))^(1/4)","v":1.4670729422449589},{"$f":"(BA396/(1+$S$268*BA397))^(1/4)","v":1.7446535811456811},{"$f":"(BB396/(1+$S$268*BB397))^(1/4)","v":2.0747544519134209},2.2960932397503333,2.4673127560990111,2.6088656062194318,2.730530417420745,2.8378126233736705,2.9341458844899173,3.0218286441513103,3.1024815410020357,3.1772938162719888,3.2471662001281003,3.3127986789525714,3.3747469627605065,3.4334602276309449,3.4893071622913623,3.5425944391525364,3.5935801239437639,3.6424836117645678]
[null,null,null,null,null,null,null,null,null,null,null,null,null,null,null,null,null,null,null,null,null,null,null,null,null,null,null,null,null,null,null,null,null,null,null,null,null,null,null,null,null,null,null,null,null,null,null,null,null,null,null,{"$f":"(AZ396/(1+$S$268*AZ418))^(1/4)","v":1.4743472005984697},{"$f":"(BA396/(1+$S$268*BA418))^(1/4)","v":1.7487717390705371},{"$f":"(BB396/(1+$S$268*BB418))^(1/4)","v":2.0733315842376112},2.2898876453428909,2.4568291778800222,2.5944689219665547,2.7125008095280787,2.8163744666831279,2.9094844329053311,2.9941004303407337,3.07182124650517,3.143819021814048,3.2109807926767502,3.2739953697413515,3.3334091953791325,3.3896636548508297,3.443120810029253,3.4940816383945177,3.5427992672297628,3.5894887747670277]
[null,null,null,null,null,null,null,null,null,null,null,null,null,null,null,null,null,null,null,null,null,null,null,null,null,null,null,null,null,null,null,null,null,null,null,null,null,null,null,null,null,null,null,null,null,null,null,null,null,null,"T4",{"$f":"1/(3.1415*$L$268*$R$268*AZ419)","v":14.481913638568432},{"$f":"1/(3.1415*$L$268*$R$268*BA419)","v":12.209351486707067},{"$f":"1/(3.1415*$L$268*$R$268*BB419)","v":10.298096548885267},9.3241993229475604,8.6906200172842656,8.2295720143559343,7.8714700313939749,7.5811540989710391,7.3385403237958826,7.1311465093047488,6.9507198235000649,6.7915387890273626,6.649485067312769,6.5215024522221432,6.4052648747504648,6.2989638519966329,6.2011674903009757,6.1107240877585296,6.026694492637044,5.9483035529810113,{"$f":"EXP(INDEX(LINEST(LN(AZ396:BS396),LN(AZ421:BS421)),1,2))","v":1.7786737176288807},{"$f":"INDEX(LINEST(LN(AZ396:BS396),LN(AZ421:BS421),,),1)","v":1.6357558069009346}]
[null,null,null,null,null,null,null,null,null,null,null,null,null,null,null,null,null,null,null,null,null,null,null,null,null,null,null,null,null,null,null,null,null,null,null,null,null,null,null,null,null,null,null,null,null,null,null,null,null,null,"i max",{"$f":"(AZ396/($N$268*$O$268+$N$268*AZ420))^(1/2)","v":1.8739597456809374},{"$f":"(BA396/($N$268*$O$268+$N$268*BA420))^(1/2)","v":2.8715718360633198},{"$f":"(BB396/($N$268*$O$268+$N$268*BB420))^(1/2)","v":4.395449410646826},5.6351371600015421,6.7195429968642859,7.7011159491583987,8.6076567093510459,9.4561013767151749,10.257713019348602,11.020451370884627,11.750199239324825,12.45145667621758,13.127761303178636,13.781956622982445,14.416370736161936,15.032939626705717,15.633294747050176,16.218826817771003,16.790733315133632,17.350054488014901]
[null,null,null,null,null,null,null,null,null,null,null,null,null,null,null,null,null,null,null,null,null,null,null,null,null,null,null,null,null,null,null,null,null,null,null,null,null,null,null,null,null,null,null,null,null,null,null,null,null,20,"teta",{"$f":"(AZ396/(1+$S$269*AZ397))^(1/4)","v":1.4705710179463549},{"$f":"(BA396/(1+$S$269*BA397))^(1/4)","v":1.7488135176585993},{"$f":"(BB396/(1+$S$269*BB397))^(1/4)","v":2.0797014780125433},2.3015680240905172,2.4731957947341914,2.615086162213982,2.7370410699111978,2.8445790786037346,2.9411420358927098,3.0290338655479458,3.1098790704500274,3.1848697274450828,3.2549087143930557,3.3206976867174673,3.3827936794634459,3.4416469397214882,3.497627035317199,3.5510413698883303,3.6021486244938128,3.6511687173568967]
[null,null,null,null,null,null,null,null,null,null,null,null,null,null,null,null,null,null,null,null,null,null,null,null,null,null,null,null,null,null,null,null,null,null,null,null,null,null,null,null,null,null,null,null,null,null,null,null,null,null,null,{"$f":"(AZ396/(1+$S$269*AZ422))^(1/4)","v":1.476930983853499},{"$f":"(BA396/(1+$S$269*BA422))^(1/4)","v":1.7523815781849132},{"$f":"(BB396/(1+$S$269*BB422))^(1/4)","v":2.0783641144657392},2.2959928946946713,2.4638276057858195,2.6022465440220728,2.7209770898551322,2.8254886558810646,2.9191886270856684,3.0043556197480248,3.0825948786101822,3.1550834060424804,3.2227120066171113,3.2861724808993329,3.3460136903980549,3.4026790101622595,3.4565321618872327,3.5078755245745756,3.5569634215684336,3.6040119614253308]
[null,null,null,null,null,null,null,null,null,null,null,null,null,null,null,null,null,null,null,null,null,null,null,null,null,null,null,null,null,null,null,null,null,null,null,null,null,null,null,null,null,null,null,null,null,null,null,null,null,null,"T4",{"$f":"1/(3.1415*$L$269*$R$269*AZ423)","v":13.220777007465186},{"$f":"1/(3.1415*$L$269*$R$269*BA423)","v":11.142650342836948},{"$f":"1/(3.1415*$L$269*$R$269*BB423)","v":9.3949732181373058},8.5044580225235986,7.9251385718261513,7.503583869790952,7.1761630282535265,6.910725035933468,6.6889049278178918,6.4992889205908773,6.3343306408615199,6.1887984183072886,6.0589265044008531,5.9419203667603941,5.8356531083470742,5.7384711089783789,5.6490650971643719,5.5663820041936498,5.4895631128906182,5.4178996634686465,{"$f":"EXP(INDEX(LINEST(LN(AZ396:BS396),LN(AZ425:BS425)),1,2))","v":1.0492846930629349},{"$f":"INDEX(LINEST(LN(AZ396:BS396),LN(AZ425:BS425),,),1)","v":1.6315927872638283}]
[null,null,null,null,null,null,null,null,null,null,null,null,null,null,null,null,null,null,null,null,null,null,null,null,null,null,null,null,null,null,null,null,null,null,null,null,null,null,null,null,null,null,null,null,null,null,null,null,null,null,"i max",{"$f":"(AZ396/($N$269*$O$269+$N$269*AZ424))^(1/2)","v":2.5948167358053351},{"$f":"(BA396/($N$269*$O$269+$N$269*BA424))^(1/2)","v":3.9792209146738364},{"$f":"(BB396/($N$269*$O$269+$N$269*BB424))^(1/2)","v":6.0962820701445501},7.820179297951193,9.3291520516663358,10.695746208613352,11.958424800806828,13.14062438878334,14.257933923493409,15.321372076179545,16.339083618536137,17.317299723151311,18.260919500623448,19.173881256103599,20.059409799453221,20.920187064714344,21.758473332288172,22.576195538032216,23.375013008664958,24.156367322343577]
[null,null,null,null,null,null,null,null,null,null,null,null,null,null,null,null,null,null,null,null,null,null,null,null,null,null,null,null,null,null,null,null,null,null,null,null,null,null,null,null,null,null,null,null,null,null,null,null,null,18,"teta",{"$f":"(AZ396/(1+$S$270*AZ397))^(1/4)","v":1.4715905702310237},{"$f":"(BA396/(1+$S$270*BA397))^(1/4)","v":1.7500259764896446},{"$f":"(BB396/(1+$S$270*BB397))^(1/4)","v":2.0811433426810702},2.303163709649831,2.4749104704568747,2.6168992110492666,2.7389386705316405,2.8465512357203364,2.9431811404620474,3.0311339058454019,3.1120351610247954,3.1870778093176084,3.2571653545523205,3.3229999386127309,3.385138982738412,3.4440330461778204,3.5000519529792897,3.5535033199046437,3.6046460073573403,3.6537000860307409]
[null,null,null,null,null,null,null,null,null,null,null,null,null,null,null,null,null,null,null,null,null,null,null,null,null,null,null,null,null,null,null,null,null,null,null,null,null,null,null,null,null,null,null,null,null,null,null,null,null,null,null,{"$f":"(AZ396/(1+$S$270*AZ426))^(1/4)","v":1.4776847818686147},{"$f":"(BA396/(1+$S$270*BA426))^(1/4)","v":1.7534357801428793},{"$f":"(BB396/(1+$S$270*BB426))^(1/4)","v":2.079835516963783},2.2977793147712635,2.4658765800758369,2.6045247457039307,2.7234609606021691,2.8281604181040305,2.9220342573043649,3.0073636945412927,3.0857558627099864,3.1583891861949089,3.2261555719103994,3.2897476952705844,3.3497151257561462,3.4065018208395488,3.4604719881375434,3.5119284170192087,3.5611257810898103,3.6082804906752117]
[null,null,null,null,null,null,null,null,null,null,null,null,null,null,null,null,null,null,null,null,null,null,null,null,null,null,null,null,null,null,null,null,null,null,null,null,null,null,null,null,null,null,null,null,null,null,null,null,null,null,"T4",{"$f":"1/(3.1415*$L$270*$R$270*AZ427)","v":12.021045886779625},{"$f":"1/(3.1415*$L$270*$R$270*BA427)","v":10.130577218853778},{"$f":"1/(3.1415*$L$270*$R$270*BB427)","v":8.5407314300363861},7.7306451732971739,7.2036519234438945,6.8201757723125898,6.5223319981465826,6.2808730563264517,6.0790925105120337,5.9066073721914636,5.7565528056514417,5.624169638966829,5.5060322334424301,5.3995984538800652,5.3029335039434926,5.2145331202731313,5.1332062880240015,5.0579950556382309,4.9881182696114861,4.9229311897852313,{"$f":"EXP(INDEX(LINEST(LN(AZ396:BS396),LN(AZ429:BS429)),1,2))","v":0.68747215336335399},{"$f":"INDEX(LINEST(LN(AZ396:BS396),LN(AZ429:BS429),,),1)","v":1.6303665394299867}]
[null,null,null,null,null,null,null,null,null,null,null,null,null,null,null,null,null,null,null,null,null,null,null,null,null,null,null,null,null,null,null,null,null,null,null,null,null,null,null,null,null,null,null,null,null,null,null,null,null,null,"i max",{"$f":"(AZ396/($N$270*$O$270+$N$270*AZ428))^(1/2)","v":3.3659384132164742},{"$f":"(BA396/($N$270*$O$270+$N$270*BA428))^(1/2)","v":5.1629142572814679},{"$f":"(BB396/($N$270*$O$270+$N$270*BB428))^(1/2)","v":7.9117884848396196},10.150796786655594,12.111048187933312,13.886616579622887,15.527382621749638,17.063741802512876,18.515912905278853,19.898187752302363,21.221131004332619,22.492825485066962,23.719626346952154,24.906642549104085,26.058057599535484,27.177350841145898,28.267454675377031,29.330869100621545,30.369746974010152,31.385958684163278]
[null,null,null,null,null,null,null,null,null,null,null,null,null,null,null,null,null,null,null,null,null,null,null,null,null,null,null,null,null,null,null,null,null,null,null,null,null,null,null,null,null,null,null,null,null,null,null,null,null,16,"teta",{"$f":"(AZ396/(1+$S$271*AZ397))^(1/4)","v":1.4743114199422402},{"$f":"(BA396/(1+$S$271*BA397))^(1/4)","v":1.7532616303250768},{"$f":"(BB396/(1+$S$271*BB397))^(1/4)","v":2.0849912052438517},2.3074220695775534,2.4794863759940871,2.6217376420685339,2.7440027424559297,2.8518142744108177,2.9486228398844809,3.0367382226840758,3.1177890576183578,3.1929704535846519,3.2631875849155709,3.3291438916974041,3.391397825795667,3.4504007795057401,3.506523260650154,3.5600734547487756,3.6113107008166203,3.6604554764396293]
[null,null,null,null,null,null,null,null,null,null,null,null,null,null,null,null,null,null,null,null,null,null,null,null,null,null,null,null,null,null,null,null,null,null,null,null,null,null,null,null,null,null,null,null,null,null,null,null,null,null,null,{"$f":"(AZ396/(1+$S$271*AZ430))^(1/4)","v":1.4796980505020461},{"$f":"(BA396/(1+$S$271*BA430))^(1/4)","v":1.7562537386455479},{"$f":"(BB396/(1+$S$271*BB430))^(1/4)","v":2.0837725336849529},2.3025623064918856,2.4713652462832156,2.6106299188323661,2.7301195844703834,2.8353248933583042,2.9296670251917534,3.0154341519653522,3.0942384588142025,3.1672621758216635,3.2354001605957219,3.2993474306885151,3.3596554512497261,3.4167697394787893,3.4710558044664039,3.5228175348379454,3.5723105425639026,3.6197520465196131]
[null,null,null,null,null,null,null,null,null,null,null,null,null,null,null,null,null,null,null,null,null,null,null,null,null,null,null,null,null,null,null,null,null,null,null,null,null,null,null,null,null,null,null,null,null,null,null,null,null,null,"T4",{"$f":"1/(3.1415*$L$271*$R$271*AZ431)","v":11.280523766138751},{"$f":"1/(3.1415*$L$271*$R$271*BA431)","v":9.5041898890250778},{"$f":"1/(3.1415*$L$271*$R$271*BB431)","v":8.0103604186968074},7.2492149195426476,6.7540680401251585,6.3937706777156267,6.1139332944771168,5.8870745516669594,5.6974969789629917,5.5354447101815873,5.3944675717702291,5.2700938851288068,5.1591049628692964,5.0591122566059168,4.9682978708987839,4.8852484358351154,4.8088449064746417,4.7381872209754841,4.6725414340427323,4.6113017717461124,{"$f":"EXP(INDEX(LINEST(LN(AZ396:BS396),LN(AZ433:BS433)),1,2))","v":0.4759365870772535},{"$f":"INDEX(LINEST(LN(AZ396:BS396),LN(AZ433:BS433),,),1)","v":1.6270650111763454}]
[null,null,null,null,null,null,null,null,null,null,null,null,null,null,null,null,null,null,null,null,null,null,null,null,null,null,null,null,null,null,null,null,null,null,null,null,null,null,null,null,null,null,null,null,null,null,null,null,null,null,"i max",{"$f":"(AZ396/($N$271*$O$271+$N$271*AZ432))^(1/2)","v":4.2313001894788851},{"$f":"(BA396/($N$271*$O$271+$N$271*BA432))^(1/2)","v":6.4941738636244324},{"$f":"(BB396/($N$271*$O$271+$N$271*BB432))^(1/2)","v":9.9587957352367802},12.782949844388479,15.256821656508619,17.498563356830342,19.570834864856273,21.511825040135427,23.346940264186202,25.094141463085489,26.766707006723372,28.374796954913201,29.926400441833053,31.427940556585476,32.884677320671841,34.300985728367849,35.680553306897245,37.02652404887565,38.341605560959579,39.628150342620621]
[null,null,null,null,null,null,null,null,null,null,null,null,null,null,null,null,null,null,null,null,null,null,null,null,null,null,null,null,null,null,null,null,null,null,null,null,null,null,null,null,null,null,null,null,null,null,null,null,null,14,"teta",{"$f":"(AZ396/(1+$S$272*AZ397))^(1/4)","v":1.4730880999056879},{"$f":"(BA396/(1+$S$272*BA397))^(1/4)","v":1.7518068494336834},{"$f":"(BB396/(1+$S$272*BB397))^(1/4)","v":2.0832611694570367},2.3055074702518503,2.4774290051271972,2.6195622372356446,2.7417258873154244,2.8494479619104713,2.9461761998113754,3.0342184682663018,3.1152020507130747,3.1903210643991957,3.2604799325826517,3.3263815116654847,3.3885837901339353,3.4475377857375236,3.5036136988673663,3.5571194593242788,3.6083141909349443,3.6574181883425108]
[null,null,null,null,null,null,null,null,null,null,null,null,null,null,null,null,null,null,null,null,null,null,null,null,null,null,null,null,null,null,null,null,null,null,null,null,null,null,null,null,null,null,null,null,null,null,null,null,null,null,null,{"$f":"(AZ396/(1+$S$272*AZ434))^(1/4)","v":1.4787925707561909},{"$f":"(BA396/(1+$S$272*BA434))^(1/4)","v":1.7549859188034813},{"$f":"(BB396/(1+$S$272*BB434))^(1/4)","v":2.0820005463282989},2.3004090023006158,2.4688937582169954,2.6078803785895359,2.7271203762206997,2.8320974463734707,2.9262282504311492,3.0117978300203787,3.090416096342258,3.1632635664629865,3.2312337697333104,3.2950206693205151,3.3551748769284853,3.4121412075140172,3.4662845841674428,3.517908400538349,3.5672678460469394,3.6145797754576869]
[null,null,null,null,null,null,null,null,null,null,null,null,null,null,null,null,null,null,null,null,null,null,null,null,null,null,null,null,null,null,null,null,null,null,null,null,null,null,null,null,null,null,null,null,null,null,null,null,null,null,"T4",{"$f":"1/(3.1415*$L$272*$R$272*AZ435)","v":10.016159582206352},{"$f":"1/(3.1415*$L$272*$R$272*BA435)","v":8.4398525475199406},{"$f":"1/(3.1415*$L$272*$R$272*BB435)","v":7.1142259802940488},6.438777783803677,5.9993761693383281,5.6796402546983833,5.431304942322245,5.2299833102995361,5.0617453971653852,4.9179338101770815,4.7928246281159685,4.6824496493781185,4.583952580718937,4.495213798075997,4.4146200782341207,4.3409171768909971,4.2731120362504216,4.2104059262624691,4.1521475305222397,4.0977992734438065,{"$f":"EXP(INDEX(LINEST(LN(AZ396:BS396),LN(AZ437:BS437)),1,2))","v":0.33028571796436396},{"$f":"INDEX(LINEST(LN(AZ396:BS396),LN(AZ437:BS437),,),1)","v":1.6285546817050705}]
[null,null,null,null,null,null,null,null,null,null,null,null,null,null,null,null,null,null,null,null,null,null,null,null,null,null,null,null,null,null,null,null,null,null,null,null,null,null,null,null,null,null,null,null,null,null,null,null,null,null,"i max",{"$f":"(AZ396/($N$272*$O$272+$N$272*AZ436))^(1/2)","v":5.2876127379517657},{"$f":"(BA396/($N$272*$O$272+$N$272*BA436))^(1/2)","v":8.1131958565264455},{"$f":"(BB396/($N$272*$O$272+$N$272*BB436))^(1/2)","v":12.437645159764573},15.961463599579668,19.047472121924088,21.843379927866536,24.427515125405638,26.847612308892661,29.135426501712484,31.313405541218021,33.398144113542081,35.402339212007398,37.335974414088938,39.207075985415237,41.022216587544754,42.786862808243349,44.505622090349199,46.18242262694902,47.820647278612128,49.423235155305122]
[null,null,null,null,null,null,null,null,null,null,null,null,null,null,null,null,null,null,null,null,null,null,null,null,null,null,null,null,null,null,null,null,null,null,null,null,null,null,null,null,null,null,null,null,null,null,null,null,null,12,"teta",{"$f":"(AZ396/(1+$S$273*AZ397))^(1/4)","v":1.474584449482226},{"$f":"(BA396/(1+$S$273*BA397))^(1/4)","v":1.7535863189966336},{"$f":"(BB396/(1+$S$273*BB397))^(1/4)","v":2.0853773273222282},2.3078493839004892,2.4799455551169522,2.6222231648778229,2.7445109076891083,2.8523424053938209,2.9491688989644524,3.0373005999598539,3.1183664447976605,3.1935617636988773,3.2637918986264634,3.3297604199376396,3.3920258829183081,3.4510397634577408,3.5071726379932677,3.5607327491180092,3.611979483874292,3.661133360678571]
[null,null,null,null,null,null,null,null,null,null,null,null,null,null,null,null,null,null,null,null,null,null,null,null,null,null,null,null,null,null,null,null,null,null,null,null,null,null,null,null,null,null,null,null,null,null,null,null,null,null,null,{"$f":"(AZ396/(1+$S$273*AZ430))^(1/4)","v":1.4799029956092513},{"$f":"(BA396/(1+$S$273*BA430))^(1/4)","v":1.7565407922024519},{"$f":"(BB396/(1+$S$273*BB430))^(1/4)","v":2.0841738966836574},2.3030501664847476,2.4719253066948821,2.6112530900143387,2.7307994365314969,2.8360565712602912,2.9304466971223211,3.0162586950879477,3.0951052653435016,3.1681690260044411,3.2363451355764719,3.3003288504832908,3.3606718292351774,3.4178197481441046,3.4721382490826698,3.5239313328387079,3.5734547071381515,3.6209256733725459]
[null,null,null,null,null,null,null,null,null,null,null,null,null,null,null,null,null,null,null,null,null,null,null,null,null,null,null,null,null,null,null,null,null,null,null,null,null,null,null,null,null,null,null,null,null,null,null,null,null,null,"T4",{"$f":"1/(3.1415*$L$273*$R$273*AZ431)","v":8.7331175453143519},{"$f":"1/(3.1415*$L$273*$R$273*BA431)","v":7.3579214223184026},{"$f":"1/(3.1415*$L$273*$R$273*BB431)","v":6.2014336006986674},5.6121725653952028,5.2288414373558654,4.9499076500228503,4.7332640958706129,4.5576353654839661,4.4108688446466244,4.285411770037995,4.1762705682221641,4.0799833702603063,3.9940583436910977,3.9166463302442178,3.8463399578072774,3.7820450284654257,3.7228952038105838,3.6681936770254291,3.6173722448363268,3.5699619312410391,{"$f":"EXP(INDEX(LINEST(LN(AZ396:BS396),LN(AZ441:BS441)),1,2))","v":0.19514117853701465},{"$f":"INDEX(LINEST(LN(AZ396:BS396),LN(AZ441:BS441),,),1)","v":1.6267909110327139}]
[null,null,null,null,null,null,null,null,null,null,null,null,null,null,null,null,null,null,null,null,null,null,null,null,null,null,null,null,null,null,null,null,null,null,null,null,null,null,null,null,null,null,null,null,null,null,null,null,null,null,"i max",{"$f":"(AZ396/($N$273*$O$273+$N$273*AZ440))^(1/2)","v":7.3216052308639936},{"$f":"(BA396/($N$273*$O$273+$N$273*BA440))^(1/2)","v":11.23771083494743},{"$f":"(BB396/($N$273*$O$273+$N$273*BB440))^(1/2)","v":17.2339874727328},22.122107103923401,26.404140786521626,30.284516487872647,33.871650641792428,37.231619822024967,40.40838410274754,43.43302116141431,46.328506679753481,49.112420840958649,51.798587528624218,54.39812091949625,56.920122738013731,59.372163340150074,61.760623546807196,64.090943687682397,66.367808999595013,68.595290263009829]

{"sheet":"indexmesure","index":4,"n_rows":46,"n_cols":8,"rows_kept":46,"cut":false,"hidden":false,"merged":[]}
[null,"AWG20 0,5A",{"$f":"HYPERLINK(\"#mesure!A1\",B1)","v":"AWG20 0,5A"},"A1",1,{"$f":"\"\"\"#mesure!\"&ADDRESS(1,E1)&\"\"\"\"","v":"\"#mesure!$A$1\""}]
[null,"AWG20 1A",null,"F1",6,{"$f":"ADDRESS(1,E2)","v":"$F$1"}]
[null,"AWG20 1,5A",{"$f":"HYPERLINK(mesure!K1,B3)","v":"AWG20 1,5A"},"K1",11,"$K$1"]
[null,"AWG20 2A",{"$f":"HYPERLINK(mesure!P1,B4)","v":"AWG20 2A"},"p1",16,"$P$1"]
[null,"AWG20 2A 2",{"$f":"HYPERLINK(mesure!X1,B5)","v":"AWG20 2A 2"},"x1",{"$f":"E4+8","v":24},"$X$1",null,"\"#mesure!$A$1\""]
[null,"AWG20 2,5A",{"$f":"HYPERLINK(mesure!AC1,B6)","v":"AWG20 2,5A"},"AC1",{"$f":"E5+5","v":29},{"$f":"ADDRESS(1,E6)","v":"$AC$1"}]
[null,"AWG20 3A",{"$f":"HYPERLINK(\"#mesure!AH1\",B7)","v":"AWG20 3A"},"AH1",{"$f":"E6+5","v":34},"$AH$1","#mesure!AH1"]
[null,"AWG20 3,5A",{"$f":"HYPERLINK(mesure!AM1,B8)","v":"AWG20 3,5A"},"AM1",39,"$AM$1"]
[null,"AWG20 4A",{"$f":"HYPERLINK(mesure!AR1,B9)","v":"AWG20 4A"},"ar",44,"$AR$1"]
[null,"AWG20 4,5A",{"$f":"HYPERLINK(mesure!AW1,B10)","v":"AWG20 4,5A"},"aw",49,"$AW$1"]
[null,"AWG20 5A",{"$f":"HYPERLINK(mesure!BB1,B11)","v":"AWG20 5A"},null,54,"$BB$1"]
[null,"AWG20 5,5A",{"$f":"HYPERLINK(mesure!BG1,B12)","v":"AWG20 5,5A"},null,59,"$BG$1"]
[null,"AWG20 6A",{"$f":"HYPERLINK(BL1,B13)","v":"AWG20 6A"},null,64,"$BL$1"]
[null,"AWG20 7A",{"$f":"HYPERLINK(mesure!BQ1,B14)","v":"AWG20 7A"},null,69,"$BQ$1"]
[null,"AWG20 8A",{"$f":"HYPERLINK(mesure!BV1,B15)","v":"AWG20 8A"},null,74,"$BV$1"]
[null,"AWG20 9A",{"$f":"HYPERLINK(mesure!CA1,B16)","v":"AWG20 9A"},null,79,"$CA$1"]
[null,"AWG20 10A",{"$f":"HYPERLINK(mesure!CF1,B17)","v":"AWG20 10A"},null,84,"$CF$1"]
[null,"AWG20 15A",{"$f":"HYPERLINK(mesure!CK1,B18)","v":"AWG20 15A"},null,89,"$CK$1"]
[null,"AWG28 0,5A",{"$f":"HYPERLINK(mesure!CP1,B19)","v":"AWG28 0,5A"},null,94,"$CP$1"]
[null,"AWG28 1A",{"$f":"HYPERLINK(mesure!CU1,B20)","v":"AWG28 1A"},null,99,"$CU$1"]
[null,"AWG28 2A",{"$f":"HYPERLINK(mesure!CZ1,B21)","v":"AWG28 2A"},null,104,"$CZ$1"]
[null,"AWG28 3A",{"$f":"HYPERLINK(mesure!DE1,B22)","v":"AWG28 3A"},null,109,"$DE$1"]
[null,"AWG28 5A",{"$f":"HYPERLINK(mesure!DJ1,B23)","v":"AWG28 5A"},null,114,"$DJ$1"]
[null,"AWG28 6A",{"$f":"HYPERLINK(mesure!DO1,B24)","v":"AWG28 6A"},null,119,"$DO$1"]
[null,"AWG28 6A 2",{"$f":"HYPERLINK(mesure!DT1,B25)","v":"AWG28 6A 2"},null,124,"$DT$1"]
[null,"AWG28 7A",{"$f":"HYPERLINK(mesure!DY1,B26)","v":"AWG28 7A"},null,129,"$DY$1"]
[null,"AWG28 7,5A",{"$f":"HYPERLINK(mesure!ED1,B27)","v":"AWG28 7,5A"},null,134,"$ED$1"]
[null,"AWG24 0,5A",{"$f":"HYPERLINK(mesure!EI1,B28)","v":"AWG24 0,5A"},null,139,"$EI$1"]
[null,"AWG24 1A",{"$f":"HYPERLINK(mesure!EN1,B29)","v":"AWG24 1A"},null,144,"$EN$1"]
[null,"AWG24 2A",{"$f":"HYPERLINK(mesure!ES1,B30)","v":"AWG24 2A"},null,149,"$ES$1"]
[null,"AWG24 3A",{"$f":"HYPERLINK(mesure!EX1,B31)","v":"AWG24 3A"},null,154,"$EX$1"]
[null,"AWG24 4A",{"$f":"HYPERLINK(mesure!FC1,B32)","v":"AWG24 4A"},null,159,"$FC$1"]
[null,"AWG24 5A",{"$f":"HYPERLINK(mesure!FH1,B33)","v":"AWG24 5A"},null,164,"$FH$1"]
[null,"AWG24 6A",{"$f":"HYPERLINK(mesure!FM1,B34)","v":"AWG24 6A"},null,169,"$FM$1"]
[null,"AWG24 8A",{"$f":"HYPERLINK(mesure!FR1,B35)","v":"AWG24 8A"},null,174,"$FR$1"]
[null,"AWG24 11A",{"$f":"HYPERLINK(mesure!FW1,B36)","v":"AWG24 11A"},null,179,"$FW$1"]
[null,"AWG24 12A",{"$f":"HYPERLINK(mesure!GB1,B37)","v":"AWG24 12A"},null,184,"$GB$1"]
[null,"AWG24 13A",{"$f":"HYPERLINK(mesure!GG1,B38)","v":"AWG24 13A"},null,189,"$GG$1"]
[null,"AWG24 14A",{"$f":"HYPERLINK(mesure!GL1,B39)","v":"AWG24 14A"},null,194,"$GL$1"]
[null,"AWG30 0,5A",{"$f":"HYPERLINK(mesure!HN1,B40)","v":"AWG30 0,5A"},null,222,"$HN$1"]
[null,"AWG30 1A",{"$f":"HYPERLINK(mesure!HS1,B41)","v":"AWG30 1A"},null,{"$f":"E40+5","v":227},"$HS$1"]
[null,"AWG30 2A",{"$f":"HYPERLINK(mesure!HX1,B42)","v":"AWG30 2A"},null,232,"$HX$1"]
[null,"AWG30 3A",{"$f":"HYPERLINK(mesure!IC1,B43)","v":"AWG30 3A"},null,237,"$IC$1"]
[null,"AWG30 4A",{"$f":"HYPERLINK(mesure!IH1,B44)","v":"AWG30 4A"},null,242,"$IH$1"]
[null,"AWG30 5A",{"$f":"HYPERLINK(mesure!IM1,B45)","v":"AWG30 5A"},null,247,"$IM$1"]
[null,"AWG30 6A",{"$f":"HYPERLINK(mesure!IR1,B46)","v":"AWG30 6A"},null,252,"$IR$1"]

{"sheet":"mesure","index":5,"n_rows":747,"n_cols":256,"rows_kept":562,"cut":true,"hidden":false,"merged":[[0,58,0,62],[0,0,0,4],[0,5,0,9],[0,10,0,14],[0,15,0,22],[0,23,0,27],[0,28,0,32],[0,33,0,37],[0,38,0,42],[0,43,0,47],[0,48,0,52],[0,53,0,57],[0,113,0,117],[0,63,0,67],[0,68,0,72],[0,73,0,77],[0,78,0,82],[0,83,0,87],[0,88,0,92],[0,93,0,97],[0,98,0,102],[0,103,0,107],[0,108,0,112],[0,173,0,177],[0,118,0,122],[0,123,0,127],[0,128,0,132],[0,133,0,137],[0,138,0,142],[0,143,0,147],[0,148,0,152],[0,153,0,157],[0,158,0,162],[0,163,0,167],[0,168,0,172],[0,178,0,182],[0,183,0,187],[0,188,0,192],[0,193,0,197],[0,251,0,255],[0,221,0,225],[0,226,0,230],[0,231,0,235],[0,236,0,240],[0,241,0,245],[0,246,0,250]],"bounds":{"rows_first":250,"rows_last":62,"rows_between":250,"halvings":3}}
["AWG20 0,5A",null,null,null,null,"AWG20 1A",null,null,null,null,"AWG20 1,5A",null,null,null,null,"AWG20 2A",null,null,null,null,null,null,null,"AWG20 2A 2",null,null,null,null,"AWG20 2,5A",null,null,null,null,"AWG20 3A",null,null,null,null,"AWG20 3,5A",null,null,null,null,"AWG20 4A",null,null,null,null,"AWG20 4,5A",null,null,null,null,"AWG20 5A",null,null,null,null,"AWG20 5,5A",null,null,null,null,"AWG20 6A",null,null,null,null,"AWG20 7A",null,null,null,null,"AWG20 8A",null,null,null,null,"AWG20 9A",null,null,null,null,"AWG20 10A",null,null,null,null,"AWG20 15A",null,null,null,null,"AWG28 0,5A",null,null,null,null,"AWG28 1A",null,null,null,null,"AWG28 2A",null,null,null,null,"AWG28 3A",null,null,null,null,"AWG28 5A",null,null,null,null,"AWG28 6A",null,null,null,null,"AWG28 6A 2",null,null,null,null,"AWG28 7A",null,null,null,null,"AWG28 7,5A",null,null,null,null,"AWG24 0,5A",null,null,null,null,"AWG24 1A",null,null,null,null,"AWG24 2A",null,null,null,null,"AWG24 3A",null,null,null,null,"AWG24 4A",null,null,null,null,"AWG24 5A",null,null,null,null,"AWG24 6A",null,null,null,null,"AWG24 8A",null,null,null,null,"AWG24 11A",null,null,null,null,"AWG24 12A",null,null,null,null,"AWG24 13A",null,null,null,null,"AWG24 14A",null,null,null,null,{"$f":"COLUMN(GP2)","v":198},null,null,null,null,null,null,null,null,null,null,null,null,null,null,null,null,null,null,null,null,null,null,"AWG30 0,5A",null,null,null,null,"AWG30 1A",null,null,null,null,"AWG30 2A",null,null,null,null,"AWG30 3A",null,null,null,null,"AWG30 4A",null,null,null,null,"AWG30 5A",null,null,null,null,"AWG30 6A"]
["t","sortie alim Dernier (C)","centre sans scotch Dernier (C)","entre alim Dernier (C)","air ambiant Dernier (C)","t","sortie alim Dernier (C)","centre sans scotch Dernier (C)","entre alim Dernier (C)","air ambiant Dernier (C)","t","sortie alim Dernier (C)","centre sans scotch Dernier (C)","entre alim Dernier (C)","air ambiant Dernier (C)","t","sortie alim Dernier (C)","centre sans scotch Dernier (C)","entre alim Dernier (C)","air ambiant Dernier (C)","Delta T centre","delta Tsortie alim","entre alim delta","t","entre cable Dernier (C)","sans scotch Dernier (C)","sortie cable Dernier (C)","temperature ambiante Dernier (C)","t","entre cable Dernier (C)","sans scotch Dernier (C)","sortie cable Dernier (C)","temperature ambiante Dernier (C)","t","entre cable Dernier (C)","sans scotch Dernier (C)","sortie cable Dernier (C)","temperature ambiante Dernier (C)",null,"entre cable Dernier (C)","sans scotch Dernier (C)","sortie cable Dernier (C)","temperature ambiante Dernier (C)","t","entre cable Dernier (C)","sans scotch Dernier (C)","sortie cable Dernier ©","temperature ambiante Dernier (C)","t","entre cable Dernier (C)","sans scotch Dernier (C)","sortie cable Dernier (C)","temperature ambiante Dernier (C)","t","entre cable Dernier (C)","sans scotch Dernier (C)","sortie cable Dernier (C)","temperature ambiante Dernier (C)","t","entre cable Dernier (C)","sans scotch Dernier (C)","sortie cable Dernier (C)","temperature ambiante Dernier (C)","t","entre cable Dernier (C)","sans scotch Dernier (C)","sortie cable Dernier (C)","temperature ambiante Dernier (C)","t","entre cable Dernier (C)","sans scotch Dernier (C)","sortie cable Dernier (C)","temperature ambiante Dernier (C)","t","entre cable Dernier (C)","sans scotch Dernier (C)","sortie cable Dernier (C)","temperature ambiante Dernier (C)","t","entre cable Dernier (C)","sans scotch Dernier (C)","sortie cable Dernier (C)","temperature ambiante Dernier (C)","t","entre cable Dernier (C)","sans scotch Dernier (C)","sortie cable Dernier (C)","temperature ambiante Dernier (C)","t","entre cable Dernier (C)","sans scotch Dernier (C)","sortie cable Dernier (C)","temperature ambiante Dernier (C)","t","sortie alim Dernier (C)","centre sans scotch Dernier (C)","entre alim Dernier (C)","air ambiant Dernier (C)","t","sortie alim Dernier (C)","centre sans scotch Dernier (C)","entre alim Dernier (C)","air ambiant Dernier (C)","t","sortie alim Dernier (C)","centre sans scotch Dernier (C)","entre alim Dernier (C)","air ambiant Dernier (C)","t","sortie alim Dernier (C)","centre sans scotch Dernier (C)","entre alim Dernier (C)","air ambiant Dernier (C)","t","sortie alim Dernier (C)","centre sans scotch Dernier (C)","entre alim Dernier (C)","air ambiant Dernier (C)","t","sortie alim Dernier (C)","centre sans scotch Dernier (C)","entre alim Dernier (C)","air ambiant Dernier (C)","t","sortie alim Dernier (C)","centre sans scotch Dernier (C)","entre alim Dernier (C)","air ambiant Dernier (C)","t","sortie alim Dernier (C)","centre sans scotch Dernier (C)","entre alim Dernier (C)","air ambiant Dernier (C)","t","sortie alim Dernier (C)","centre sans scotch Dernier (C)","entre alim Dernier (C)","air ambiant Dernier (C)","t","sortie alim Dernier (C)","centre sans scotch Dernier (C)","entre alim Dernier (C)","air ambiant Dernier (C)","t","sortie alim Dernier (C)","centre sans scotch Dernier (C)","entre alim Dernier (C)","air ambiant Dernier (C)","t","sortie alim Dernier (C)","centre sans scotch Dernier (C)","entre alim Dernier (C)","air ambiant Dernier (C)","t","sortie alim Dernier (C)","centre sans scotch Dernier (C)","entre alim Dernier (C)","air ambiant Dernier (C)","t","sortie alim Dernier (C)","centre sans scotch Dernier (C)","entre alim Dernier (C)","air ambiant Dernier (C)","t","sortie alim Dernier (C)","centre sans scotch Dernier (C)","entre alim Dernier (C)","air ambiant Dernier (C)","t","sortie alim Dernier (C)","centre sans scotch Dernier (C)","entre alim Dernier (C)","air ambiant Dernier (C)",null,"sortie alim Dernier (C)","centre sans scotch Dernier (C)","entre alim Dernier (C)","air ambiant Dernier (C)","t","sortie alim Dernier (C)","centre sans scotch Dernier (C)","entre alim Dernier (C)","air ambiant Dernier (C)","t","sortie alim Dernier (C)","centre sans scotch Dernier (C)","entre alim Dernier (C)","air ambiant Dernier (C)","t","sortie alim Dernier (C)","centre sans scotch Dernier (C)","entre alim Dernier (C)","air ambiant Dernier (C)","t","sortie alim Dernier (C)","centre sans scotch Dernier (C)","entre alim Dernier (C)","air ambiant Dernier (C)",null,null,null,null,null,null,null,null,null,null,null,null,null,null,null,null,null,null,null,null,null,null,null,"t","sortie alim Dernier (C)","centre sans scotch Dernier (C)","entre alim Dernier (C)","air ambiant Dernier (C)",null,"sortie alim Dernier (C)","centre sans scotch Dernier (C)","entre alim Dernier (C)","air ambiant Dernier (C)","t","sortie alim Dernier (C)","centre sans scotch Dernier (C)","entre alim Dernier (C)","air ambiant Dernier (C)","t","sortie alim Dernier (C)","centre sans scotch Dernier (C)","entre alim Dernier (C)","air ambiant Dernier (C)",null,"sortie alim Dernier (C)","centre sans scotch Dernier (C)","entre alim Dernier (C)","air ambiant Dernier (C)",null,"sortie alim Dernier (C)","centre sans scotch Dernier (C)","entre alim Dernier (C)","air ambiant Dernier (C)",null,"sortie alim Dernier (C)","centre sans scotch Dernier (C)","entre alim Dernier (C)","air ambiant Dernier (C)"]
["00:00:00",24.561,24.587,24.488,24.58,"00:00:00",24.611000000000001,24.611000000000001,24.501000000000001,24.548999999999999,"00:00:00",24.640999999999998,24.587,24.506,24.408999999999999,"00:00:00",24.742999999999999,24.73,24.605,24.545999999999999,{"$f":"R3-24.72","v":1.0000000000001563E-2},{"$f":"Q3-24.73","v":1.2999999999998124E-2},{"$f":"S3-24.6","v":4.9999999999990052E-3},"00:00:00",23.035,23.050999999999998,23.001999999999999,23.129000000000001,"00:00:00",23.158999999999999,23.152000000000001,22.984000000000002,23.004999999999999,"00:00:00",23.280999999999999,23.209,23.062000000000001,23.108000000000001,"00:00:00",23.292999999999999,23.192,23.047000000000001,22.995000000000001,"00:00:00",23.698,23.847000000000001,23.558,22.87,"00:00:00",23.539000000000001,23.423999999999999,23.244,23.152000000000001,"00:00:00",23.65,23.495000000000001,23.373999999999999,23.216000000000001,"00:00:00",23.71,23.581,23.43,23.297999999999998,"00:00:00",23.733000000000001,23.579000000000001,23.434999999999999,23.181000000000001,"00:00:00",23.798999999999999,23.637,23.492999999999999,23.184000000000001,"00:00:00",24.687000000000001,24.581,24.456,24.536999999999999,"00:00:00",24.84,24.681999999999999,24.553000000000001,24.457000000000001,"00:00:00",24.891999999999999,24.701000000000001,24.582999999999998,24.263000000000002,"00:00:00",26.286999999999999,25.54,26.010999999999999,24.292999999999999,"00:00:00",23.85,23.795999999999999,23.646000000000001,23.125,"00:00:00",23.992999999999999,23.916,23.815000000000001,23.140999999999998,"00:00:00",23.905999999999999,23.815999999999999,23.698,23.172000000000001,"00:00:00",24.009,23.911999999999999,23.815999999999999,23.207000000000001,"00:00:00",24.071999999999999,23.969000000000001,23.837,23.224,"00:00:00",24.324999999999999,24.17,24.091000000000001,23.311,"00:00:00",24,23.927,23.861000000000001,23.440999999999999,"00:00:00",24.395,24.260999999999999,24.210999999999999,23.902000000000001,"00:00:00",31.766999999999999,29.524999999999999,30.437000000000001,25.75,"00:00:00",25.617000000000001,25.635999999999999,25.367000000000001,24.925999999999998,"00:00:00",25.844000000000001,25.716000000000001,25.553999999999998,25.234000000000002,"00:00:00",25.398,25.291,25.132999999999999,24.864000000000001,"00:00:00",25.728999999999999,25.585999999999999,25.452999999999999,25.254000000000001,"00:00:00",25.748000000000001,25.605,25.469000000000001,25.236999999999998,"00:00:00",25.492000000000001,25.385999999999999,25.204999999999998,25.012,"00:00:00",25.827000000000002,25.661000000000001,25.529,25.22,"00:00:00",24.401,24.416,24.372,24.518999999999998,"00:00:00",23.576000000000001,23.584,23.568999999999999,23.823,"00:00:00",24.704999999999998,24.643000000000001,24.584,24.672000000000001,"00:00:00",25.51,25.591000000000001,25.378,25.466000000000001,"00:00:00",25.965,25.908999999999999,25.684999999999999,25.07,null,null,null,null,null,null,null,null,null,null,null,null,null,null,null,null,null,null,null,null,null,null,null,"00:00:00",26.016999999999999,25.969000000000001,25.655999999999999,25.736999999999998,"00:00:00",26.126000000000001,26.064,25.783999999999999,25.481999999999999,"00:00:00",25.481000000000002,25.65,25.245000000000001,24.936,"00:00:00",25.896999999999998,25.763000000000002,25.603000000000002,25.324999999999999,"00:00:00",25.722000000000001,25.63,25.398,25.295000000000002,"00:00:00",25.754999999999999,25.718,25.428000000000001,25.361000000000001,"00:00:00",25.992999999999999,25.992999999999999,25.646999999999998,25.635999999999999]
["00:00:01",24.565000000000001,24.594999999999999,24.488,24.576000000000001,"00:00:01",24.611999999999998,24.614999999999998,24.504999999999999,24.556000000000001,"00:00:01",24.628,24.574999999999999,24.497,24.414999999999999,"00:00:01",24.738,24.725000000000001,24.6,24.539000000000001,{"$f":"R4-24.72","v":5.000000000002558E-3},{"$f":"Q4-24.73","v":7.9999999999991189E-3},{"$f":"S4-24.6","v":0},"00:00:01",23.02,23.045999999999999,22.995000000000001,23.123000000000001,"00:00:01",23.155999999999999,23.146999999999998,22.978999999999999,22.998999999999999,"00:00:01",23.280999999999999,23.207000000000001,23.06,23.108000000000001,"00:00:01",23.294,23.192,23.050999999999998,23.001000000000001,"00:00:01",23.684999999999999,23.824999999999999,23.53,22.87,"00:00:01",23.55,23.420999999999999,23.248000000000001,23.163,"00:00:01",23.654,23.488,23.373999999999999,23.216000000000001,"00:00:01",23.702999999999999,23.585000000000001,23.427,23.302,"00:00:01",23.73,23.579000000000001,23.434999999999999,23.181000000000001,"00:00:01",23.806000000000001,23.64,23.492999999999999,23.192,"00:00:01",24.684000000000001,24.591999999999999,24.46,24.547999999999998,"00:00:01",24.832999999999998,24.675000000000001,24.545999999999999,24.457999999999998,"00:00:01",24.896000000000001,24.701000000000001,24.571999999999999,24.256,"00:00:01",26.28,25.513999999999999,25.974,24.295999999999999,"00:00:01",23.855,23.789000000000001,23.646999999999998,23.123000000000001,"00:00:01",23.989000000000001,23.91,23.803999999999998,23.149000000000001,"00:00:01",23.914999999999999,23.823,23.702999999999999,23.175000000000001,"00:00:01",24.010999999999999,23.908000000000001,23.814,23.209,"00:00:01",24.068999999999999,23.966000000000001,23.832999999999998,23.221,"00:00:01",24.31,24.158000000000001,24.094999999999999,23.311,"00:00:01",24,23.919,23.856999999999999,23.437000000000001,"00:00:01",24.404,24.27,24.22,23.911000000000001,"00:00:01",31.425999999999998,29.356000000000002,30.12,25.747,"00:00:01",25.629000000000001,25.632000000000001,25.378,24.917999999999999,"00:00:01",25.844000000000001,25.719000000000001,25.55,25.23,"00:00:01",25.405000000000001,25.291,25.143999999999998,24.879000000000001,"00:00:01",25.722000000000001,25.585999999999999,25.452999999999999,25.254999999999999,"00:00:01",25.748000000000001,25.600999999999999,25.457999999999998,25.23,"00:00:01",25.489000000000001,25.385999999999999,25.209,25.018000000000001,"00:00:01",25.832000000000001,25.670999999999999,25.533000000000001,25.22,"00:00:01",24.395,24.417000000000002,24.361999999999998,24.52,"00:00:01",23.577000000000002,23.584,23.565999999999999,23.815999999999999,"00:00:01",24.709,24.643000000000001,24.584,24.672000000000001,"00:00:01",25.526,25.603000000000002,25.401,25.492999999999999,"00:00:01",25.954000000000001,25.902000000000001,25.678000000000001,25.064,null,null,null,null,null,null,null,null,null,null,null,null,null,null,null,null,null,null,null,null,null,null,null,"00:00:01",26.001999999999999,25.972999999999999,25.655999999999999,25.733000000000001,"00:00:01",26.111999999999998,26.053000000000001,25.765999999999998,25.49,"00:00:01",25.477,25.638999999999999,25.234000000000002,24.943999999999999,"00:00:01",25.895,25.756,25.585999999999999,25.329000000000001,"00:00:01",25.724,25.632000000000001,25.4,25.297000000000001,"00:00:01",25.754999999999999,25.707000000000001,25.428000000000001,25.358000000000001,"00:00:01",25.99,25.981999999999999,25.64,25.629000000000001]
["00:00:02",24.558,24.573,24.481000000000002,24.584,"00:00:02",24.617000000000001,24.619,24.512,24.556999999999999,"00:00:02",24.628,24.565999999999999,24.492000000000001,24.408000000000001,"00:00:02",24.738,24.722999999999999,24.6,24.539000000000001,3.0000000000001137E-3,7.9999999999991189E-3,0,"00:00:02",23.026,23.047999999999998,22.997,23.117999999999999,"00:00:02",23.152000000000001,23.138000000000002,22.97,22.995999999999999,"00:00:02",23.274000000000001,23.204000000000001,23.055,23.099,"00:00:02",23.294,23.193999999999999,23.053000000000001,23.004999999999999,"00:00:02",23.684999999999999,23.806999999999999,23.51,22.872,"00:00:02",23.539000000000001,23.414000000000001,23.236999999999998,23.149000000000001,"00:00:02",23.643000000000001,23.498999999999999,23.382000000000001,23.216000000000001,"00:00:02",23.7,23.582000000000001,23.423999999999999,23.291,"00:00:02",23.73,23.582999999999998,23.434999999999999,23.181999999999999,"00:00:02",23.806000000000001,23.648,23.497,23.181000000000001,"00:00:02",24.687999999999999,24.588999999999999,24.471,24.556000000000001,"00:00:02",24.826000000000001,24.664000000000001,24.55,24.451000000000001,"00:00:02",24.896000000000001,24.69,24.573,24.263000000000002,"00:00:02",26.273,25.489000000000001,25.934000000000001,24.286000000000001,"00:00:02",23.844000000000001,23.786000000000001,23.638000000000002,23.120999999999999,"00:00:02",23.977,23.899000000000001,23.792999999999999,23.143000000000001,"00:00:02",23.91,23.818000000000001,23.698,23.17,"00:00:02",24.009,23.911999999999999,23.814,23.209,"00:00:02",24.068999999999999,23.969000000000001,23.838999999999999,23.222999999999999,"00:00:02",24.31,24.155999999999999,24.094999999999999,23.308,"00:00:02",24,23.919,23.853000000000002,23.434000000000001,"00:00:02",24.404,24.274000000000001,24.224,23.911000000000001,"00:00:02",31.026,29.134,29.731999999999999,25.754000000000001,"00:00:02",25.625,25.635999999999999,25.370999999999999,24.919,"00:00:02",25.841000000000001,25.712,25.532,25.225999999999999,"00:00:02",25.408999999999999,25.297999999999998,25.14,24.882999999999999,"00:00:02",25.715,25.588999999999999,25.446000000000002,25.244,"00:00:02",25.748999999999999,25.611999999999998,25.469000000000001,25.236999999999998,"00:00:02",25.481999999999999,25.375,25.206,25.013999999999999,"00:00:02",25.82,25.658000000000001,25.518000000000001,25.212,"00:00:02",24.395,24.41,24.350999999999999,24.513000000000002,"00:00:02",23.58,23.584,23.573,23.831,"00:00:02",24.698,24.643000000000001,24.581,24.68,"00:00:02",25.533000000000001,25.611000000000001,25.401,25.510999999999999,"00:00:02",25.954000000000001,25.888000000000002,25.663,25.097000000000001,null,null,null,null,null,null,null,null,null,null,null,null,null,null,null,null,null,null,null,null,null,null,null,"00:00:02",26.001999999999999,25.962,25.649000000000001,25.73,"00:00:02",26.085999999999999,26.036000000000001,25.748000000000001,25.488,"00:00:02",25.477,25.622,25.245000000000001,24.966000000000001,"00:00:02",25.888000000000002,25.748000000000001,25.582999999999998,25.329000000000001,"00:00:02",25.731000000000002,25.632000000000001,25.4,25.305,"00:00:02",25.757000000000001,25.713000000000001,25.431000000000001,25.36,"00:00:02",25.975000000000001,25.975000000000001,25.622,25.614000000000001]
["00:00:03",24.550999999999998,24.588000000000001,24.488,24.577000000000002,"00:00:03",24.619,24.619,24.501999999999999,24.553000000000001,"00:00:03",24.619,24.555,24.48,24.411000000000001,"00:00:03",24.742000000000001,24.727,24.597999999999999,24.541,7.0000000000014495E-3,1.2000000000000455E-2,-2.0000000000024443E-3,"00:00:03",23.023,23.047000000000001,22.995000000000001,23.117000000000001,"00:00:03",23.152999999999999,23.135999999999999,22.969000000000001,23.006,"00:00:03",23.274000000000001,23.206,23.061,23.109000000000002,"00:00:03",23.297999999999998,23.193000000000001,23.055,23.010999999999999,"00:00:03",23.667000000000002,23.788,23.49,22.88,"00:00:03",23.542999999999999,23.417999999999999,23.234000000000002,23.152999999999999,"00:00:03",23.65,23.5,23.378,23.216000000000001,"00:00:03",23.696000000000002,23.577999999999999,23.413,23.291,"00:00:03",23.734000000000002,23.59,23.439,23.189,"00:00:03",23.81,23.643999999999998,23.49,23.192,"00:00:03",24.684999999999999,24.588999999999999,24.46,24.556000000000001,"00:00:03",24.821999999999999,24.664000000000001,24.539000000000001,24.454999999999998,"00:00:03",24.888999999999999,24.687000000000001,24.562000000000001,24.26,"00:00:03",26.262,25.466999999999999,25.905000000000001,24.286000000000001,"00:00:03",23.847999999999999,23.792999999999999,23.643999999999998,23.123000000000001,"00:00:03",23.966000000000001,23.881,23.777999999999999,23.134,"00:00:03",23.899000000000001,23.812000000000001,23.689,23.164999999999999,"00:00:03",24.007999999999999,23.905000000000001,23.809000000000001,23.202000000000002,"00:00:03",24.073,23.959,23.832999999999998,23.222999999999999,"00:00:03",24.303000000000001,24.15,24.09,23.306000000000001,"00:00:03",24,23.922999999999998,23.853000000000002,23.437000000000001,"00:00:03",24.419,24.289000000000001,24.234999999999999,23.919,"00:00:03",30.762,28.963000000000001,29.466999999999999,25.777000000000001,"00:00:03",25.635999999999999,25.632999999999999,25.367999999999999,24.919,"00:00:03",25.834,25.704999999999998,25.539000000000001,25.222999999999999,"00:00:03",25.402000000000001,25.288,25.143999999999998,24.887,"00:00:03",25.715,25.585999999999999,25.442,25.244,"00:00:03",25.745000000000001,25.616,25.465,25.233000000000001,"00:00:03",25.491,25.385999999999999,25.209,25.018000000000001,"00:00:03",25.82,25.646999999999998,25.513999999999999,25.212,"00:00:03",24.391999999999999,24.41,24.347999999999999,24.506,"00:00:03",23.588000000000001,23.588000000000001,23.57,23.82,"00:00:03",24.702000000000002,24.643999999999998,24.581,24.677,"00:00:03",25.545000000000002,25.622,25.408999999999999,25.523,"00:00:03",25.954999999999998,25.911000000000001,25.66,25.149000000000001,null,null,null,null,null,null,null,null,null,null,null,null,null,null,null,null,null,null,null,null,null,null,null,"00:00:03",25.998000000000001,25.962,25.641999999999999,25.734000000000002,"00:00:03",26.064,26.02,25.733000000000001,25.498000000000001,"00:00:03",25.474,25.613,25.242000000000001,24.984000000000002,"00:00:03",25.864000000000001,25.731999999999999,25.562999999999999,25.323,"00:00:03",25.715,25.629000000000001,25.390999999999998,25.294,"00:00:03",25.765999999999998,25.722000000000001,25.434999999999999,25.361999999999998,"00:00:03",25.971,25.968,25.614000000000001,25.606999999999999]
["00:00:04",24.559000000000001,24.591999999999999,24.489000000000001,24.574000000000002,"00:00:04",24.609000000000002,24.62,24.495000000000001,24.545999999999999,"00:00:04",24.617999999999999,24.547999999999998,24.475999999999999,24.390999999999998,"00:00:04",24.739000000000001,24.728999999999999,24.603999999999999,24.544,9.0000000000003411E-3,9.0000000000003411E-3,3.9999999999977831E-3,"00:00:04",23.023,23.042999999999999,22.992000000000001,23.108000000000001,"00:00:04",23.146000000000001,23.131,22.96,23.004000000000001,"00:00:04",23.277999999999999,23.204000000000001,23.055,23.111000000000001,"00:00:04",23.3,23.196999999999999,23.053000000000001,23.010999999999999,"00:00:04",23.666,23.771999999999998,23.472000000000001,22.893000000000001,"00:00:04",23.542999999999999,23.417999999999999,23.236999999999998,23.149000000000001,"00:00:04",23.651,23.5,23.375,23.216000000000001,"00:00:04",23.693000000000001,23.568000000000001,23.408999999999999,23.295000000000002,"00:00:04",23.725999999999999,23.582999999999998,23.431999999999999,23.170999999999999,"00:00:04",23.803000000000001,23.645,23.501000000000001,23.192,"00:00:04",24.689,24.593,24.468,24.56,"00:00:04",24.826000000000001,24.664000000000001,24.536000000000001,24.446999999999999,"00:00:04",24.904,24.713000000000001,24.584,24.271000000000001,"00:00:04",26.257999999999999,25.486000000000001,25.872,24.283000000000001,"00:00:04",23.846,23.797000000000001,23.65,23.122,"00:00:04",23.966000000000001,23.885000000000002,23.774000000000001,23.135999999999999,"00:00:04",23.895,23.803000000000001,23.687000000000001,23.15,"00:00:04",24.001999999999999,23.908000000000001,23.809000000000001,23.204000000000001,"00:00:04",24.068999999999999,23.962,23.832000000000001,23.219000000000001,"00:00:04",24.297999999999998,24.151,24.09,23.303000000000001,"00:00:04",23.992999999999999,23.916,23.841999999999999,23.437000000000001,"00:00:04",24.411999999999999,24.285,24.234000000000002,23.919,"00:00:04",30.509,28.792000000000002,29.23,25.788,"00:00:04",25.629000000000001,25.635999999999999,25.370999999999999,24.919,"00:00:04",25.834,25.704999999999998,25.536000000000001,25.225999999999999,"00:00:04",25.398,25.295000000000002,25.137,24.887,"00:00:04",25.715,25.582000000000001,25.442,25.247,"00:00:04",25.745000000000001,25.611999999999998,25.465,25.236999999999998,"00:00:04",25.495999999999999,25.39,25.209,25.018000000000001,"00:00:04",25.809000000000001,25.655999999999999,25.515999999999998,25.207000000000001,"00:00:04",24.404,24.411000000000001,24.36,24.513999999999999,"00:00:04",23.577000000000002,23.581,23.565999999999999,23.82,"00:00:04",24.702999999999999,24.64,24.57,24.672999999999998,"00:00:04",25.553000000000001,25.626000000000001,25.42,25.530999999999999,"00:00:04",25.940999999999999,25.914999999999999,25.654,25.152999999999999,null,null,null,null,null,null,null,null,null,null,null,null,null,null,null,null,null,null,null,null,null,null,null,"00:00:04",26.01,25.966000000000001,25.641999999999999,25.725999999999999,"00:00:04",26.053000000000001,26.009,25.725999999999999,25.486999999999998,"00:00:04",25.47,25.61,25.234000000000002,24.992000000000001,"00:00:04",25.850999999999999,25.707999999999998,25.55,25.318000000000001,"00:00:04",25.716999999999999,25.635999999999999,25.393000000000001,25.297999999999998,"00:00:04",25.763000000000002,25.715,25.431999999999999,25.353999999999999,"00:00:04",25.963999999999999,25.96,25.617999999999999,25.606999999999999]
["00:00:05",24.547999999999998,24.574000000000002,24.486000000000001,24.559000000000001,"00:00:05",24.605,24.606999999999999,24.497,24.542999999999999,"00:00:05",24.611000000000001,24.552,24.472999999999999,24.373000000000001,"00:00:05",24.739000000000001,24.725999999999999,24.608000000000001,24.542000000000002,6.0000000000002274E-3,9.0000000000003411E-3,7.9999999999991189E-3,"00:00:05",23.013999999999999,23.038,22.983000000000001,23.100999999999999,"00:00:05",23.148,23.137,22.963999999999999,23.003,"00:00:05",23.277999999999999,23.201000000000001,23.059000000000001,23.106999999999999,"00:00:05",23.295999999999999,23.202000000000002,23.055,23.015999999999998,"00:00:05",23.672999999999998,23.771000000000001,23.463000000000001,22.896999999999998,"00:00:05",23.536000000000001,23.414000000000001,23.238,23.149000000000001,"00:00:05",23.655000000000001,23.510999999999999,23.375,23.228000000000002,"00:00:05",23.689,23.571000000000002,23.405999999999999,23.298999999999999,"00:00:05",23.73,23.582999999999998,23.44,23.178999999999998,"00:00:05",23.818000000000001,23.655999999999999,23.515999999999998,23.210999999999999,"00:00:05",24.696000000000002,24.593,24.465,24.553000000000001,"00:00:05",24.818999999999999,24.664999999999999,24.542999999999999,24.451000000000001,"00:00:05",24.901,24.702000000000002,24.573,24.274999999999999,"00:00:05",26.236000000000001,25.471,25.843,24.294,"00:00:05",23.844999999999999,23.792999999999999,23.643999999999998,23.122,"00:00:05",23.957000000000001,23.876999999999999,23.765000000000001,23.14,"00:00:05",23.895,23.806999999999999,23.687000000000001,23.161000000000001,"00:00:05",24.001999999999999,23.901,23.811,23.2,"00:00:05",24.065999999999999,23.959,23.826000000000001,23.216000000000001,"00:00:05",24.294,24.143000000000001,24.097000000000001,23.303000000000001,"00:00:05",23.997,23.922999999999998,23.849,23.440999999999999,"00:00:05",24.408999999999999,24.286999999999999,24.238,23.917000000000002,"00:00:05",30.192,28.577000000000002,28.931999999999999,25.760999999999999,"00:00:05",25.625,25.632999999999999,25.375,24.914999999999999,"00:00:05",25.83,25.701000000000001,25.532,25.225999999999999,"00:00:05",25.413,25.306000000000001,25.143999999999998,24.901,"00:00:05",25.715,25.585999999999999,25.442,25.236000000000001,"00:00:05",25.748999999999999,25.605,25.457999999999998,25.233000000000001,"00:00:05",25.492999999999999,25.385999999999999,25.209,25.010999999999999,"00:00:05",25.797000000000001,25.640999999999998,25.498999999999999,25.207000000000001,"00:00:05",24.396999999999998,24.419,24.36,24.510999999999999,"00:00:05",23.581,23.581,23.562999999999999,23.817,"00:00:05",24.707000000000001,24.64,24.585000000000001,24.672999999999998,"00:00:05",25.568000000000001,25.634,25.423999999999999,25.545999999999999,"00:00:05",25.943999999999999,25.919,25.646000000000001,25.117000000000001,null,null,null,null,null,null,null,null,null,null,null,null,null,null,null,null,null,null,null,null,null,null,null,"00:00:05",25.998999999999999,25.957999999999998,25.638000000000002,25.734000000000002,"00:00:05",26.03,25.991,25.7,25.486999999999998,"00:00:05",25.477,25.597000000000001,25.247,25.027000000000001,"00:00:05",25.847999999999999,25.712,25.542000000000002,25.318000000000001,"00:00:05",25.721,25.632000000000001,25.396999999999998,25.305,"00:00:05",25.754000000000001,25.715,25.422000000000001,25.347000000000001,"00:00:05",25.968,25.963999999999999,25.611000000000001,25.606999999999999]
["00:00:06",24.548999999999999,24.574000000000002,24.475000000000001,24.571000000000002,"00:00:06",24.605,24.597999999999999,24.498999999999999,24.539000000000001,"00:00:06",24.594000000000001,24.533999999999999,24.46,24.344000000000001,"00:00:06",24.736999999999998,24.731999999999999,24.600999999999999,24.542000000000002,1.2000000000000455E-2,6.9999999999978968E-3,9.9999999999766942E-4,"00:00:06",23.004999999999999,23.033000000000001,22.978000000000002,23.091999999999999,"00:00:06",23.148,23.134,22.963000000000001,23.003,"00:00:06",23.274999999999999,23.201000000000001,23.052,23.102,"00:00:06",23.302,23.202999999999999,23.059000000000001,23.02,"00:00:06",23.661000000000001,23.751000000000001,23.443000000000001,22.902999999999999,"00:00:06",23.536000000000001,23.414000000000001,23.234000000000002,23.149000000000001,"00:00:06",23.651,23.504000000000001,23.367999999999999,23.224,"00:00:06",23.696999999999999,23.574999999999999,23.420999999999999,23.295999999999999,"00:00:06",23.734000000000002,23.582999999999998,23.428999999999998,23.186,"00:00:06",23.811,23.649000000000001,23.512,23.2,"00:00:06",24.693000000000001,24.594000000000001,24.469000000000001,24.568000000000001,"00:00:06",24.812000000000001,24.658000000000001,24.536000000000001,24.448,"00:00:06",24.893999999999998,24.699000000000002,24.577000000000002,24.265000000000001,"00:00:06",26.213999999999999,25.471,25.81,24.294,"00:00:06",23.838999999999999,23.786000000000001,23.640999999999998,23.123999999999999,"00:00:06",23.948,23.87,23.754000000000001,23.129000000000001,"00:00:06",23.901,23.811,23.681999999999999,23.158999999999999,"00:00:06",23.998999999999999,23.902999999999999,23.806000000000001,23.2,"00:00:06",24.065999999999999,23.957000000000001,23.826000000000001,23.21,"00:00:06",24.295999999999999,24.146999999999998,24.088000000000001,23.295000000000002,"00:00:06",23.992999999999999,23.916,23.846,23.434000000000001,"00:00:06",24.402999999999999,24.286999999999999,24.231999999999999,23.925000000000001,"00:00:06",29.972000000000001,28.419,28.728000000000002,25.725999999999999,"00:00:06",25.64,25.64,25.379000000000001,24.916,"00:00:06",25.844999999999999,25.716000000000001,25.547000000000001,25.23,"00:00:06",25.413,25.306000000000001,25.158999999999999,24.911999999999999,"00:00:06",25.710999999999999,25.582000000000001,25.439,25.236000000000001,"00:00:06",25.741,25.597999999999999,25.454000000000001,25.222000000000001,"00:00:06",25.498000000000001,25.39,25.207000000000001,25.012,"00:00:06",25.79,25.635999999999999,25.495999999999999,25.204999999999998,"00:00:06",24.39,24.416,24.346,24.504000000000001,"00:00:06",23.565999999999999,23.57,23.552,23.806000000000001,"00:00:06",24.707000000000001,24.64,24.585000000000001,24.684999999999999,"00:00:06",25.576000000000001,25.641999999999999,25.436,25.561,"00:00:06",25.971,25.952999999999999,25.64,25.088000000000001,null,null,null,null,null,null,null,null,null,null,null,null,null,null,null,null,null,null,null,null,null,null,null,"00:00:06",26.01,25.957999999999998,25.638000000000002,25.734000000000002,"00:00:06",26.013000000000002,25.986999999999998,25.689,25.486999999999998,"00:00:06",25.477,25.594999999999999,25.245999999999999,25.032,"00:00:06",25.829000000000001,25.702999999999999,25.530999999999999,25.324000000000002,"00:00:06",25.725999999999999,25.64,25.401,25.306999999999999,"00:00:06",25.759,25.710999999999999,25.428000000000001,25.358000000000001,"00:00:06",25.972000000000001,25.960999999999999,25.622,25.611000000000001]
["00:00:07",24.553000000000001,24.577999999999999,24.483000000000001,24.567,"00:00:07",24.606000000000002,24.609000000000002,24.498999999999999,24.541,"00:00:07",24.587,24.527000000000001,24.457999999999998,24.332000000000001,"00:00:07",24.739000000000001,24.725999999999999,24.600999999999999,24.54,6.0000000000002274E-3,9.0000000000003411E-3,9.9999999999766942E-4,"00:00:07",23.015000000000001,23.041,22.984999999999999,23.097999999999999,"00:00:07",23.146999999999998,23.135999999999999,22.966000000000001,23.003,"00:00:07",23.277000000000001,23.202000000000002,23.06,23.106000000000002,"00:00:07",23.302,23.202999999999999,23.053999999999998,23.015000000000001,"00:00:07",23.652000000000001,23.736000000000001,23.422000000000001,22.908000000000001,"00:00:07",23.529,23.411000000000001,23.227,23.146000000000001,"00:00:07",23.648,23.507999999999999,23.375,23.239000000000001,"00:00:07",23.696999999999999,23.587,23.417000000000002,23.306999999999999,"00:00:07",23.734000000000002,23.591000000000001,23.446999999999999,23.193999999999999,"00:00:07",23.818000000000001,23.652000000000001,23.513000000000002,23.207000000000001,"00:00:07",24.696999999999999,24.594000000000001,24.465,24.556999999999999,"00:00:07",24.815999999999999,24.658000000000001,24.536000000000001,24.456,"00:00:07",24.898,24.706,24.581,24.271999999999998,"00:00:07",26.181000000000001,25.437999999999999,25.783999999999999,24.29,"00:00:07",23.852,23.806000000000001,23.658999999999999,23.132999999999999,"00:00:07",23.943999999999999,23.864999999999998,23.753,23.132999999999999,"00:00:07",23.896999999999998,23.805,23.689,23.161000000000001,"00:00:07",23.998999999999999,23.896000000000001,23.802,23.196999999999999,"00:00:07",24.065999999999999,23.952999999999999,23.827999999999999,23.218,"00:00:07",24.291,24.141999999999999,24.09,23.303000000000001,"00:00:07",23.989000000000001,23.905000000000001,23.841999999999999,23.43,"00:00:07",24.408999999999999,24.286000000000001,24.234000000000002,23.931000000000001,"00:00:07",29.751000000000001,28.266999999999999,28.545000000000002,25.706,"00:00:07",25.648,25.637,25.387,24.916,"00:00:07",25.847999999999999,25.72,25.552,25.234999999999999,"00:00:07",25.416,25.31,25.163,24.905000000000001,"00:00:07",25.715,25.582000000000001,25.446000000000002,25.247,"00:00:07",25.741,25.600999999999999,25.457999999999998,25.23,"00:00:07",25.510999999999999,25.401,25.216999999999999,25.013999999999999,"00:00:07",25.792000000000002,25.634,25.494,25.198,"00:00:07",24.398,24.42,24.356999999999999,24.507999999999999,"00:00:07",23.562999999999999,23.577999999999999,23.559000000000001,23.802,"00:00:07",24.713999999999999,24.652000000000001,24.588999999999999,24.677,"00:00:07",25.587,25.635000000000002,25.437000000000001,25.568999999999999,"00:00:07",25.952999999999999,25.905000000000001,25.629000000000001,25.055,null,null,null,null,null,null,null,null,null,null,null,null,null,null,null,null,null,null,null,null,null,null,null,"00:00:07",26.003,25.959,25.646000000000001,25.722999999999999,"00:00:07",26.001999999999999,25.966000000000001,25.678999999999998,25.491,"00:00:07",25.47,25.588000000000001,25.245999999999999,25.04,"00:00:07",25.826000000000001,25.693000000000001,25.524000000000001,25.318000000000001,"00:00:07",25.721,25.635999999999999,25.39,25.297999999999998,"00:00:07",25.766999999999999,25.725999999999999,25.436,25.361999999999998,"00:00:07",25.960999999999999,25.957000000000001,25.611000000000001,25.603999999999999]
["00:00:08",24.542000000000002,24.574999999999999,24.475999999999999,24.568000000000001,"00:00:08",24.61,24.606000000000002,24.492000000000001,24.536000000000001,"00:00:08",24.593,24.542999999999999,24.463999999999999,24.341000000000001,"00:00:08",24.731999999999999,24.716999999999999,24.596,24.536999999999999,-3.0000000000001137E-3,1.9999999999988916E-3,-4.0000000000013358E-3,"00:00:08",23.006,23.033999999999999,22.971,23.088999999999999,"00:00:08",23.152999999999999,23.14,22.975999999999999,23.007000000000001,"00:00:08",23.280999999999999,23.202000000000002,23.055,23.108000000000001,"00:00:08",23.295000000000002,23.193999999999999,23.052,23.007999999999999,"00:00:08",23.65,23.728999999999999,23.402000000000001,22.911999999999999,"00:00:08",23.532,23.407,23.222999999999999,23.141999999999999,"00:00:08",23.658999999999999,23.507999999999999,23.376000000000001,23.257999999999999,"00:00:08",23.707999999999998,23.587,23.41,23.306999999999999,"00:00:08",23.738,23.597999999999999,23.443999999999999,23.19,"00:00:08",23.811,23.664000000000001,23.509,23.210999999999999,"00:00:08",24.696999999999999,24.597999999999999,24.457999999999998,24.561,"00:00:08",24.809000000000001,24.651,24.536999999999999,24.459,"00:00:08",24.89,24.707000000000001,24.585000000000001,24.283000000000001,"00:00:08",26.149000000000001,25.428000000000001,25.759,24.324000000000002,"00:00:08",23.856000000000002,23.803999999999998,23.661000000000001,23.135000000000002,"00:00:08",23.943999999999999,23.867999999999999,23.754000000000001,23.14,"00:00:08",23.902999999999999,23.806999999999999,23.687999999999999,23.164999999999999,"00:00:08",23.997,23.896000000000001,23.797999999999998,23.195,"00:00:08",24.064,23.957000000000001,23.832000000000001,23.213999999999999,"00:00:08",24.286999999999999,24.143999999999998,24.09,23.31,"00:00:08",23.988,23.907,23.844000000000001,23.431999999999999,"00:00:08",24.414999999999999,24.295000000000002,24.247,23.949000000000002,"00:00:08",29.483000000000001,28.102,28.312999999999999,25.684000000000001,"00:00:08",25.632999999999999,25.640999999999998,25.372,24.901,"00:00:08",25.841000000000001,25.72,25.553999999999998,25.234000000000002,"00:00:08",25.423999999999999,25.306000000000001,25.17,24.913,"00:00:08",25.710999999999999,25.582000000000001,25.434999999999999,25.233000000000001,"00:00:08",25.73,25.600999999999999,25.454000000000001,25.236999999999998,"00:00:08",25.617999999999999,25.489000000000001,25.276,25.018000000000001,"00:00:08",25.794,25.635999999999999,25.498999999999999,25.212,"00:00:08",24.402000000000001,24.423999999999999,24.353999999999999,24.501000000000001,"00:00:08",23.577999999999999,23.582000000000001,23.567,23.817,"00:00:08",24.715,24.652000000000001,24.588999999999999,24.684999999999999,"00:00:08",25.58,25.643000000000001,25.437000000000001,25.58,"00:00:08",25.934999999999999,25.898,25.611000000000001,25.088000000000001,null,null,null,null,null,null,null,null,null,null,null,null,null,null,null,null,null,null,null,null,null,null,null,"00:00:08",25.998999999999999,25.946999999999999,25.635000000000002,25.719000000000001,"00:00:08",25.977,25.949000000000002,25.651,25.484999999999999,"00:00:08",25.465,25.577000000000002,25.244,25.050999999999998,"00:00:08",25.815000000000001,25.693000000000001,25.516999999999999,25.318000000000001,"00:00:08",25.721,25.635999999999999,25.39,25.297999999999998,"00:00:08",25.757999999999999,25.715,25.425999999999998,25.350999999999999,"00:00:08",25.968,25.957000000000001,25.611000000000001,25.608000000000001]
["00:00:09",24.553000000000001,24.574999999999999,24.483000000000001,24.568000000000001,"00:00:09",24.603000000000002,24.614000000000001,24.503,24.536000000000001,"00:00:09",24.603999999999999,24.56,24.472000000000001,24.387,"00:00:09",24.742999999999999,24.728999999999999,24.6,24.545000000000002,9.0000000000003411E-3,1.2999999999998124E-2,0,"00:00:09",23.001000000000001,23.027999999999999,22.96,23.077999999999999,"00:00:09",23.149000000000001,23.138000000000002,22.972999999999999,23.004000000000001,"00:00:09",23.265000000000001,23.196999999999999,23.050999999999998,23.105,"00:00:09",23.297000000000001,23.196000000000002,23.053999999999998,23.015000000000001,"00:00:09",23.640999999999998,23.715,23.382000000000001,22.917999999999999,"00:00:09",23.521999999999998,23.4,23.216000000000001,23.131,"00:00:09",23.655000000000001,23.501000000000001,23.372,23.257999999999999,"00:00:09",23.693999999999999,23.576000000000001,23.422000000000001,23.308,"00:00:09",23.738,23.597999999999999,23.443999999999999,23.196999999999999,"00:00:09",23.826000000000001,23.667999999999999,23.516999999999999,23.219000000000001,"00:00:09",24.698,24.594999999999999,24.466000000000001,24.561,"00:00:09",24.809000000000001,24.658000000000001,24.536999999999999,24.449000000000002,"00:00:09",24.902000000000001,24.707000000000001,24.585000000000001,24.286999999999999,"00:00:09",26.126999999999999,25.428000000000001,25.74,24.317,"00:00:09",23.858000000000001,23.798999999999999,23.654,23.131,"00:00:09",23.94,23.863,23.751000000000001,23.135999999999999,"00:00:09",23.899000000000001,23.809000000000001,23.690999999999999,23.167000000000002,"00:00:09",24.006,23.902000000000001,23.808,23.201000000000001,"00:00:09",24.149000000000001,24.065999999999999,24.026,23.222000000000001,"00:00:09",24.286999999999999,24.143999999999998,24.091000000000001,23.305,"00:00:09",23.989000000000001,23.908000000000001,23.844000000000001,23.431999999999999,"00:00:09",24.422000000000001,24.305,24.257000000000001,23.952999999999999,"00:00:09",29.298999999999999,27.975000000000001,28.148,25.661000000000001,"00:00:09",25.637,25.63,25.372,24.901,"00:00:09",25.847999999999999,25.72,25.547000000000001,25.234000000000002,"00:00:09",25.423999999999999,25.317,25.178000000000001,24.92,"00:00:09",25.715,25.574999999999999,25.439,25.236000000000001,"00:00:09",25.741,25.600999999999999,25.454000000000001,25.225999999999999,"00:00:09",25.756,25.609000000000002,25.369,25.013999999999999,"00:00:09",25.794,25.643000000000001,25.5,25.213000000000001,"00:00:09",24.399000000000001,24.417000000000002,24.355,24.509,"00:00:09",23.567,23.577999999999999,23.56,23.821000000000002,"00:00:09",24.725999999999999,24.649000000000001,24.59,24.681999999999999,"00:00:09",25.591999999999999,25.646999999999998,25.456,25.588000000000001,"00:00:09",25.91,25.888000000000002,25.603999999999999,25.244,null,null,null,null,null,null,null,null,null,null,null,null,null,null,null,null,null,null,null,null,null,null,null,"00:00:09",25.998999999999999,25.959,25.626999999999999,25.707999999999998,"00:00:09",25.962,25.933,25.638000000000002,25.484000000000002,"00:00:09",25.459,25.565999999999999,25.245999999999999,25.047000000000001,"00:00:09",25.806000000000001,25.678999999999998,25.501999999999999,25.317,"00:00:09",25.71,25.631,25.384,25.286999999999999,"00:00:09",25.766999999999999,25.722999999999999,25.439,25.37,"00:00:09",25.968,25.960999999999999,25.611000000000001,25.603999999999999]
["00:00:10",24.556999999999999,24.576000000000001,24.484000000000002,24.568000000000001,"00:00:10",24.61,24.61,24.495999999999999,24.544,"00:00:10",24.597000000000001,24.568000000000001,24.466999999999999,24.414999999999999,"00:00:10",24.736000000000001,24.718,24.596,24.536999999999999,-1.9999999999988916E-3,6.0000000000002274E-3,-4.0000000000013358E-3,"00:00:10",23.009,23.030999999999999,22.959,23.068999999999999,"00:00:10",23.143999999999998,23.131,22.966000000000001,22.992999999999999,"00:00:10",23.271999999999998,23.196999999999999,23.055,23.103000000000002,"00:00:10",23.303000000000001,23.204999999999998,23.064,23.021000000000001,"00:00:10",23.63,23.704000000000001,23.367000000000001,22.92,"00:00:10",23.513999999999999,23.4,23.227,23.143000000000001,"00:00:10",23.652000000000001,23.504999999999999,23.369,23.257999999999999,"00:00:10",23.713000000000001,23.587,23.422000000000001,23.315000000000001,"00:00:10",23.745999999999999,23.594999999999999,23.443999999999999,23.193999999999999,"00:00:10",23.826000000000001,23.664000000000001,23.524000000000001,23.225999999999999,"00:00:10",24.693999999999999,24.602,24.459,24.558,"00:00:10",24.812999999999999,24.661999999999999,24.536999999999999,24.456,"00:00:10",24.902000000000001,24.707000000000001,24.582000000000001,24.288,"00:00:10",26.097999999999999,25.420999999999999,25.722000000000001,24.324000000000002,"00:00:10",23.853000000000002,23.798999999999999,23.654,23.132999999999999,"00:00:10",23.934999999999999,23.859000000000002,23.742000000000001,23.135000000000002,"00:00:10",23.9,23.811,23.695,23.166,"00:00:10",24.001000000000001,23.898,23.797000000000001,23.195,"00:00:10",24.41,24.408000000000001,24.501999999999999,23.224,"00:00:10",24.277999999999999,24.138999999999999,24.087,23.3,"00:00:10",23.986000000000001,23.908000000000001,23.837,23.43,"00:00:10",24.417000000000002,24.300999999999998,24.248999999999999,23.959,"00:00:10",29.119,27.873999999999999,28.003,25.655000000000001,"00:00:10",25.634,25.626000000000001,25.372,24.898,"00:00:10",25.844999999999999,25.72,25.547000000000001,25.234000000000002,"00:00:10",25.434999999999999,25.324999999999999,25.184999999999999,24.931000000000001,"00:00:10",25.722000000000001,25.582000000000001,25.446000000000002,25.236000000000001,"00:00:10",25.738,25.609000000000002,25.446999999999999,25.222000000000001,"00:00:10",25.952999999999999,25.754000000000001,25.497,25.007000000000001,"00:00:10",25.792000000000002,25.640999999999998,25.495999999999999,25.209,"00:00:10",24.402999999999999,24.420999999999999,24.352,24.51,"00:00:10",23.571000000000002,23.577999999999999,23.56,23.817,"00:00:10",24.707999999999998,24.649000000000001,24.582999999999998,24.686,"00:00:10",25.606999999999999,25.655000000000001,25.466999999999999,25.591999999999999,"00:00:10",25.884,25.876999999999999,25.597000000000001,25.329000000000001,null,null,null,null,null,null,null,null,null,null,null,null,null,null,null,null,null,null,null,null,null,null,null,"00:00:10",25.995000000000001,25.948,25.628,25.712,"00:00:10",25.948,25.925999999999998,25.628,25.477,"00:00:10",25.452000000000002,25.555,25.242000000000001,25.058,"00:00:10",25.808,25.686,25.51,25.329000000000001,"00:00:10",25.702999999999999,25.625,25.379000000000001,25.283000000000001,"00:00:10",25.774000000000001,25.73,25.436,25.361999999999998,"00:00:10",25.957000000000001,25.95,25.614999999999998,25.608000000000001]
["00:00:11",24.55,24.58,24.488,24.571999999999999,"00:00:11",24.609000000000002,24.61,24.498000000000001,24.536999999999999,"00:00:11",24.606999999999999,24.574000000000002,24.465,24.425000000000001,"00:00:11",24.736000000000001,24.722000000000001,24.591000000000001,24.54,2.0000000000024443E-3,6.0000000000002274E-3,-9.0000000000003411E-3,"00:00:11",22.995999999999999,23.021999999999998,22.943999999999999,23.064,"00:00:11",23.140999999999998,23.128,22.952999999999999,22.992000000000001,"00:00:11",23.268999999999998,23.196999999999999,23.053999999999998,23.100999999999999,"00:00:11",23.305,23.202000000000002,23.06,23.018000000000001,"00:00:11",23.629000000000001,23.693000000000001,23.349,22.923999999999999,"00:00:11",23.533000000000001,23.408000000000001,23.227,23.15,"00:00:11",23.652000000000001,23.501000000000001,23.372,23.257999999999999,"00:00:11",23.704999999999998,23.58,23.422000000000001,23.315000000000001,"00:00:11",23.734999999999999,23.591999999999999,23.443999999999999,23.19,"00:00:11",23.821999999999999,23.664000000000001,23.524000000000001,23.23,"00:00:11",24.698,24.606000000000002,24.466000000000001,24.565999999999999,"00:00:11",24.817,24.655000000000001,24.533999999999999,24.463999999999999,"00:00:11",24.890999999999998,24.715,24.59,24.306000000000001,"00:00:11",26.068000000000001,25.402000000000001,25.686,24.324000000000002,"00:00:11",23.853000000000002,23.803000000000001,23.652000000000001,23.128,"00:00:11",23.934999999999999,23.858000000000001,23.742000000000001,23.137,"00:00:11",23.896000000000001,23.808,23.683,23.161999999999999,"00:00:11",23.997,23.904,23.800999999999998,23.199000000000002,"00:00:11",24.908999999999999,25.047000000000001,25.363,23.210999999999999,"00:00:11",24.282,24.14,24.088999999999999,23.302,"00:00:11",23.988,23.908999999999999,23.838999999999999,23.427,"00:00:11",24.422999999999998,24.309000000000001,24.268000000000001,23.97,"00:00:11",28.888000000000002,27.738,27.818999999999999,25.640999999999998,"00:00:11",25.63,25.619,25.364999999999998,24.898,"00:00:11",25.841000000000001,25.716000000000001,25.547000000000001,25.234000000000002,"00:00:11",25.439,25.329000000000001,25.2,24.939,"00:00:11",25.715,25.582000000000001,25.442,25.236000000000001,"00:00:11",25.73,25.582999999999998,25.446999999999999,25.222999999999999,"00:00:11",26.254000000000001,26.004000000000001,25.702000000000002,25.007000000000001,"00:00:11",25.783000000000001,25.635999999999999,25.488,25.209,"00:00:11",24.407,24.425000000000001,24.363,24.51,"00:00:11",23.574999999999999,23.577999999999999,23.567,23.818000000000001,"00:00:11",24.719000000000001,24.655999999999999,24.600999999999999,24.69,"00:00:11",25.606999999999999,25.655000000000001,25.466999999999999,25.6,"00:00:11",25.873999999999999,25.87,25.587,25.350999999999999,null,null,null,null,null,null,null,null,null,null,null,null,null,null,null,null,null,null,null,null,null,null,null,"00:00:11",25.998999999999999,25.951000000000001,25.631,25.72,"00:00:11",25.942,25.923999999999999,25.623999999999999,25.497,"00:00:11",25.45,25.542000000000002,25.248000000000001,25.071000000000002,"00:00:11",25.803999999999998,25.683,25.498999999999999,25.326000000000001,"00:00:11",25.706,25.626000000000001,25.382999999999999,25.28,"00:00:11",25.766999999999999,25.721,25.436,25.366,"00:00:11",25.965,25.946999999999999,25.611999999999998,25.600999999999999]
["00:00:12",24.553999999999998,24.576000000000001,24.481000000000002,24.565000000000001,"00:00:12",24.606999999999999,24.606999999999999,24.495000000000001,24.541,"00:00:12",24.603000000000002,24.571999999999999,24.466999999999999,24.425000000000001,"00:00:12",24.738,24.718,24.591000000000001,24.545000000000002,-1.9999999999988916E-3,7.9999999999991189E-3,-9.0000000000003411E-3,"00:00:12",22.994,23.016999999999999,22.948,23.059000000000001,"00:00:12",23.138999999999999,23.126000000000001,22.959,22.995999999999999,"00:00:12",23.271000000000001,23.201000000000001,23.056000000000001,23.111000000000001,"00:00:12",23.298999999999999,23.202000000000002,23.056999999999999,23.018000000000001,"00:00:12",23.631,23.686,23.331,22.936,"00:00:12",23.533000000000001,23.404,23.228000000000002,23.143000000000001,"00:00:12",23.655999999999999,23.501000000000001,23.364999999999998,23.265999999999998,"00:00:12",23.702000000000002,23.573,23.407,23.315000000000001,"00:00:12",23.731999999999999,23.584,23.437000000000001,23.183,"00:00:12",23.83,23.672000000000001,23.536000000000001,23.241,"00:00:12",24.706,24.599,24.459,24.565999999999999,"00:00:12",24.817,24.658999999999999,24.53,24.46,"00:00:12",24.895,24.707999999999998,24.59,24.292000000000002,"00:00:12",26.027999999999999,25.399000000000001,25.649000000000001,24.295000000000002,"00:00:12",23.844999999999999,23.79,23.649000000000001,23.128,"00:00:12",23.934999999999999,23.86,23.738,23.143999999999998,"00:00:12",23.882999999999999,23.802,23.684999999999999,23.158000000000001,"00:00:12",23.99,23.898,23.797000000000001,23.196999999999999,"00:00:12",25.68,25.998000000000001,26.594000000000001,23.216000000000001,"00:00:12",24.277000000000001,24.141999999999999,24.093,23.303999999999998,"00:00:12",23.984000000000002,23.907,23.841000000000001,23.43,"00:00:12",24.417000000000002,24.309000000000001,24.257000000000001,23.966999999999999,"00:00:12",28.725999999999999,27.648,27.692,25.638999999999999,"00:00:12",25.63,25.623000000000001,25.364999999999998,24.893999999999998,"00:00:12",25.841000000000001,25.709,25.547000000000001,25.227,"00:00:12",25.443000000000001,25.329000000000001,25.196000000000002,24.939,"00:00:12",25.707000000000001,25.585999999999999,25.434999999999999,25.228999999999999,"00:00:12",25.727,25.594000000000001,25.451000000000001,25.222999999999999,"00:00:12",26.523,26.212,25.896000000000001,25.013999999999999,"00:00:12",25.779,25.632000000000001,25.484999999999999,25.204999999999998,"00:00:12",24.411000000000001,24.437000000000001,24.364000000000001,24.510999999999999,"00:00:12",23.579000000000001,23.574999999999999,23.568000000000001,23.821999999999999,"00:00:12",24.741,24.670999999999999,24.605,24.686,"00:00:12",25.611000000000001,25.655999999999999,25.475000000000001,25.603999999999999,"00:00:12",25.873999999999999,25.87,25.591000000000001,25.402999999999999,null,null,null,null,null,null,null,null,null,null,null,null,null,null,null,null,null,null,null,null,null,null,null,"00:00:12",25.995999999999999,25.951000000000001,25.628,25.712,"00:00:12",25.933,25.917999999999999,25.613,25.488,"00:00:12",25.452000000000002,25.536999999999999,25.242000000000001,25.088000000000001,"00:00:12",25.786000000000001,25.664000000000001,25.488,25.312999999999999,"00:00:12",25.696999999999999,25.62,25.375,25.263000000000002,"00:00:12",25.76,25.722999999999999,25.431999999999999,25.361999999999998,"00:00:12",25.960999999999999,25.95,25.603999999999999,25.593]
["00:00:13",24.550999999999998,24.568999999999999,24.474,24.565999999999999,"00:00:13",24.606000000000002,24.611000000000001,24.498999999999999,24.542999999999999,"00:00:13",24.603999999999999,24.574000000000002,24.466999999999999,24.431000000000001,"00:00:13",24.74,24.722000000000001,24.594999999999999,24.542000000000002,2.0000000000024443E-3,9.9999999999980105E-3,-5.000000000002558E-3,"00:00:13",22.992999999999999,23.016999999999999,22.945,23.055,"00:00:13",23.15,23.138000000000002,22.966999999999999,23.004999999999999,"00:00:13",23.271000000000001,23.201000000000001,23.048999999999999,23.102,"00:00:13",23.305,23.21,23.061,23.015999999999998,"00:00:13",23.623999999999999,23.678999999999998,23.324000000000002,22.931000000000001,"00:00:13",23.533000000000001,23.414999999999999,23.234999999999999,23.15,"00:00:13",23.66,23.504999999999999,23.369,23.273,"00:00:13",23.695,23.57,23.408000000000001,23.300999999999998,"00:00:13",23.728000000000002,23.585000000000001,23.437000000000001,23.175999999999998,"00:00:13",23.83,23.672000000000001,23.521000000000001,23.241,"00:00:13",24.699000000000002,24.596,24.463000000000001,24.562999999999999,"00:00:13",24.81,24.663,24.533999999999999,24.460999999999999,"00:00:13",24.891999999999999,24.707999999999998,24.582999999999998,24.298999999999999,"00:00:13",26.001999999999999,25.384,25.616,24.298999999999999,"00:00:13",23.849,23.795999999999999,23.652000000000001,23.132000000000001,"00:00:13",23.934999999999999,23.861000000000001,23.747,23.149000000000001,"00:00:13",23.893999999999998,23.806000000000001,23.683,23.16,"00:00:13",23.994,23.898,23.798999999999999,23.201000000000001,"00:00:13",26.655000000000001,27.15,28.09,23.218,"00:00:13",24.265999999999998,24.135000000000002,24.08,23.297999999999998,"00:00:13",23.981999999999999,23.902999999999999,23.837,23.428999999999998,"00:00:13",24.419,24.3,24.254000000000001,23.972000000000001,"00:00:13",28.6,27.553000000000001,27.577000000000002,25.623000000000001,"00:00:13",25.638000000000002,25.626999999999999,25.376000000000001,24.893999999999998,"00:00:13",25.841000000000001,25.713000000000001,25.542999999999999,25.231000000000002,"00:00:13",25.446999999999999,25.335999999999999,25.204000000000001,24.943000000000001,"00:00:13",25.710999999999999,25.579000000000001,25.439,25.233000000000001,"00:00:13",25.719000000000001,25.594000000000001,25.44,25.219000000000001,"00:00:13",26.827999999999999,26.434999999999999,26.106999999999999,25.026,"00:00:13",25.780999999999999,25.623000000000001,25.484999999999999,25.198,"00:00:13",24.408000000000001,24.431000000000001,24.364000000000001,24.504000000000001,"00:00:13",23.571000000000002,23.571000000000002,23.56,23.814,"00:00:13",24.771000000000001,24.686,24.613,24.686,"00:00:13",25.611999999999998,25.652999999999999,25.475999999999999,25.608000000000001,"00:00:13",25.86,25.863,25.594999999999999,25.459,null,null,null,null,null,null,null,null,null,null,null,null,null,null,null,null,null,null,null,null,null,null,null,"00:00:13",25.995999999999999,25.948,25.617000000000001,25.704999999999998,"00:00:13",25.925999999999998,25.907,25.606000000000002,25.488,"00:00:13",25.452000000000002,25.533000000000001,25.245999999999999,25.081,"00:00:13",25.774999999999999,25.661000000000001,25.484000000000002,25.308,"00:00:13",25.687999999999999,25.614999999999998,25.367999999999999,25.257999999999999,"00:00:13",25.76,25.72,25.428999999999998,25.359000000000002,"00:00:13",25.960999999999999,25.95,25.600999999999999,25.594000000000001]
["00:00:14",24.550999999999998,24.57,24.478000000000002,24.565999999999999,"00:00:14",24.613,24.608000000000001,24.497,24.541,"00:00:14",24.603999999999999,24.574000000000002,24.462,24.425000000000001,"00:00:14",24.733000000000001,24.716999999999999,24.59,24.547999999999998,-3.0000000000001137E-3,3.0000000000001137E-3,-1.0000000000001563E-2,"00:00:14",22.997,23.013000000000002,22.942,23.052,"00:00:14",23.152999999999999,23.132000000000001,22.960999999999999,23.004000000000001,"00:00:14",23.27,23.193999999999999,23.045000000000002,23.1,"00:00:14",23.306999999999999,23.202000000000002,23.064,23.016999999999999,"00:00:14",23.613,23.664999999999999,23.308,22.934000000000001,"00:00:14",23.533000000000001,23.411999999999999,23.234999999999999,23.151,"00:00:14",23.641999999999999,23.498000000000001,23.358000000000001,23.259,"00:00:14",23.695,23.574000000000002,23.408000000000001,23.305,"00:00:14",23.725000000000001,23.585000000000001,23.440999999999999,23.175999999999998,"00:00:14",23.826000000000001,23.672000000000001,23.524999999999999,23.241,"00:00:14",24.706,24.6,24.46,24.559000000000001,"00:00:14",24.814,24.66,24.538,24.468,"00:00:14",24.888000000000002,24.704000000000001,24.568000000000001,24.295999999999999,"00:00:14",25.962,25.361999999999998,25.582999999999998,24.292000000000002,"00:00:14",23.849,23.797999999999998,23.654,23.126000000000001,"00:00:14",23.933,23.867000000000001,23.742000000000001,23.155000000000001,"00:00:14",23.893000000000001,23.802,23.683,23.16,"00:00:14",23.995999999999999,23.9,23.798999999999999,23.198,"00:00:14",27.803000000000001,28.456,29.791,23.224,"00:00:14",24.268000000000001,24.134,24.08,23.297000000000001,"00:00:14",23.971,23.901,23.83,23.422999999999998,"00:00:14",24.427,24.309000000000001,24.263000000000002,23.989000000000001,"00:00:14",28.414000000000001,27.428000000000001,27.423999999999999,25.596,"00:00:14",25.634,25.623000000000001,25.369,24.898,"00:00:14",25.849,25.72,25.553999999999998,25.238,"00:00:14",25.454000000000001,25.34,25.204000000000001,24.939,"00:00:14",25.722000000000001,25.59,25.446000000000002,25.233000000000001,"00:00:14",25.727,25.587,25.436,25.215,"00:00:14",27.263000000000002,26.759,26.408999999999999,25.029,"00:00:14",25.779,25.620999999999999,25.484999999999999,25.193999999999999,"00:00:14",24.405000000000001,24.431000000000001,24.361000000000001,24.515000000000001,"00:00:14",23.655999999999999,23.638000000000002,23.597000000000001,23.815000000000001,"00:00:14",24.856000000000002,24.757000000000001,24.664999999999999,24.687000000000001,"00:00:14",25.611999999999998,25.652999999999999,25.469000000000001,25.605,"00:00:14",25.844999999999999,25.86,25.591999999999999,25.477,null,null,null,null,null,null,null,null,null,null,null,null,null,null,null,null,null,null,null,null,null,null,null,"00:00:14",26.003,25.948,25.632000000000001,25.712,"00:00:14",25.917000000000002,25.902000000000001,25.608000000000001,25.484999999999999,"00:00:14",25.456,25.524000000000001,25.244,25.100999999999999,"00:00:14",25.774999999999999,25.652999999999999,25.477,25.295999999999999,"00:00:14",25.702999999999999,25.622,25.376000000000001,25.265000000000001,"00:00:14",25.756,25.72,25.422999999999998,25.364000000000001,"00:00:14",25.965,25.965,25.605,25.597000000000001]
["00:00:15",24.547999999999998,24.574000000000002,24.474,24.562999999999999,"00:00:15",24.611999999999998,24.614999999999998,24.504999999999999,24.553000000000001,"00:00:15",24.611000000000001,24.584,24.468,24.437000000000001,"00:00:15",24.731999999999999,24.71,24.584,24.54,-9.9999999999980105E-3,1.9999999999988916E-3,-1.6000000000001791E-2,"00:00:15",22.997,23.013999999999999,22.937999999999999,23.047000000000001,"00:00:15",23.143999999999998,23.125,22.963000000000001,22.998000000000001,"00:00:15",23.259,23.190999999999999,23.047000000000001,23.094999999999999,"00:00:15",23.303999999999998,23.21,23.065000000000001,23.010999999999999,"00:00:15",23.61,23.661000000000001,23.288,22.937999999999999,"00:00:15",23.536999999999999,23.405000000000001,23.224,23.151,"00:00:15",23.655999999999999,23.506,23.369,23.263000000000002,"00:00:15",23.699000000000002,23.565999999999999,23.411999999999999,23.312999999999999,"00:00:15",23.731999999999999,23.585000000000001,23.434000000000001,23.177,"00:00:15",23.818999999999999,23.664999999999999,23.521000000000001,23.242000000000001,"00:00:15",24.699000000000002,24.596,24.46,24.556000000000001,"00:00:15",24.803000000000001,24.645,24.524000000000001,24.460999999999999,"00:00:15",24.881,24.704999999999998,24.576000000000001,24.3,"00:00:15",25.94,25.37,25.571999999999999,24.285,"00:00:15",23.856999999999999,23.800999999999998,23.654,23.132000000000001,"00:00:15",23.931000000000001,23.863,23.738,23.143999999999998,"00:00:15",23.896000000000001,23.812000000000001,23.689,23.166,"00:00:15",24.007000000000001,23.908000000000001,23.805,23.207000000000001,"00:00:15",29.08,29.824000000000002,31.619,23.224,"00:00:15",24.260999999999999,24.126000000000001,24.073,23.291,"00:00:15",23.972999999999999,23.898,23.827999999999999,23.419,"00:00:15",24.411000000000001,24.303999999999998,24.257999999999999,23.986999999999998,"00:00:15",28.3,27.355,27.329000000000001,25.591999999999999,"00:00:15",25.634,25.626999999999999,25.373000000000001,24.895,"00:00:15",25.856000000000002,25.72,25.558,25.245000000000001,"00:00:15",25.457999999999998,25.347000000000001,25.210999999999999,24.943000000000001,"00:00:15",25.715,25.582000000000001,25.443000000000001,25.244,"00:00:15",25.719000000000001,25.579000000000001,25.428999999999998,25.212,"00:00:15",27.591999999999999,26.998000000000001,26.640999999999998,25.029,"00:00:15",25.779,25.625,25.481000000000002,25.204999999999998,"00:00:15",24.402000000000001,24.423999999999999,24.353999999999999,24.504999999999999,"00:00:15",24.402999999999999,24.193999999999999,23.891999999999999,23.815000000000001,"00:00:15",25.055,24.9,24.771999999999998,24.690999999999999,"00:00:15",25.613,25.65,25.472999999999999,25.609000000000002,"00:00:15",25.853000000000002,25.864000000000001,25.603000000000002,25.533000000000001,null,null,null,null,null,null,null,null,null,null,null,null,null,null,null,null,null,null,null,null,null,null,null,"00:00:15",25.995999999999999,25.940999999999999,25.628,25.713000000000001,"00:00:15",25.904,25.908000000000001,25.594999999999999,25.492000000000001,"00:00:15",25.46,25.518999999999998,25.242999999999999,25.106999999999999,"00:00:15",25.762,25.654,25.472999999999999,25.276,"00:00:15",25.698,25.620999999999999,25.367000000000001,25.262,"00:00:15",25.742000000000001,25.716000000000001,25.417999999999999,25.355,"00:00:15",25.975999999999999,25.962,25.619,25.605]
["00:00:16",24.547999999999998,24.57,24.486000000000001,24.567,"00:00:16",24.614999999999998,24.614999999999998,24.501000000000001,24.545999999999999,"00:00:16",24.619,24.585999999999999,24.472000000000001,24.439,"00:00:16",24.725999999999999,24.712,24.581,24.541,-7.9999999999991189E-3,-4.0000000000013358E-3,-1.9000000000001904E-2,"00:00:16",22.997,23.01,22.934999999999999,23.041,"00:00:16",23.148,23.132999999999999,22.963999999999999,22.997,"00:00:16",23.263000000000002,23.195,23.04,23.094999999999999,"00:00:16",23.303999999999998,23.201000000000001,23.061,23.010999999999999,"00:00:16",23.605,23.649000000000001,23.280999999999999,22.943999999999999,"00:00:16",23.53,23.405000000000001,23.236000000000001,23.151,"00:00:16",23.66,23.506,23.359000000000002,23.274000000000001,"00:00:16",23.699000000000002,23.577999999999999,23.411999999999999,23.306000000000001,"00:00:16",23.728999999999999,23.588999999999999,23.442,23.187999999999999,"00:00:16",23.82,23.664999999999999,23.518000000000001,23.242000000000001,"00:00:16",24.7,24.588999999999999,24.46,24.552,"00:00:16",24.811,24.652999999999999,24.527999999999999,24.465,"00:00:16",24.885000000000002,24.701000000000001,24.58,24.303999999999998,"00:00:16",25.925999999999998,25.347999999999999,25.536000000000001,24.280999999999999,"00:00:16",23.846,23.8,23.649000000000001,23.126000000000001,"00:00:16",23.931999999999999,23.856000000000002,23.744,23.15,"00:00:16",23.902000000000001,23.812000000000001,23.696000000000002,23.177,"00:00:16",24.004999999999999,23.911999999999999,23.806999999999999,23.207000000000001,"00:00:16",30.423999999999999,31.16,33.484999999999999,23.224,"00:00:16",24.257000000000001,24.120999999999999,24.068000000000001,23.288,"00:00:16",23.96,23.887,23.821999999999999,23.411999999999999,"00:00:16",24.417999999999999,24.308,24.256,23.992999999999999,"00:00:16",28.183,27.268000000000001,27.225999999999999,25.571999999999999,"00:00:16",25.646000000000001,25.626999999999999,25.381,24.902000000000001,"00:00:16",25.844999999999999,25.72,25.550999999999998,25.231000000000002,"00:00:16",25.454000000000001,25.34,25.204000000000001,24.939,"00:00:16",25.715,25.585999999999999,25.434999999999999,25.24,"00:00:16",25.712,25.582999999999998,25.428999999999998,25.215,"00:00:16",27.928999999999998,27.23,26.873000000000001,25.029,"00:00:16",25.771999999999998,25.617000000000001,25.474,25.2,"00:00:16",24.399000000000001,24.420999999999999,24.350999999999999,24.501999999999999,"00:00:16",24.959,24.657,24.157,23.806999999999999,"00:00:16",25.213000000000001,25.021999999999998,24.864000000000001,24.683,"00:00:16",26.099,26.007000000000001,25.704999999999998,25.617000000000001,"00:00:16",25.846,25.867999999999999,25.596,25.562999999999999,null,null,null,null,null,null,null,null,null,null,null,null,null,null,null,null,null,null,null,null,null,null,null,"00:00:16",25.995999999999999,25.940999999999999,25.628,25.72,"00:00:16",25.904,25.885999999999999,25.594999999999999,25.484999999999999,"00:00:16",25.463999999999999,25.515000000000001,25.254000000000001,25.117999999999999,"00:00:16",25.757000000000001,25.641999999999999,25.466000000000001,25.251999999999999,"00:00:16",25.7,25.614999999999998,25.38,25.268999999999998,"00:00:16",25.753,25.72,25.417999999999999,25.355,"00:00:16",25.969000000000001,25.954000000000001,25.616,25.594000000000001]
["00:00:17",24.538,24.56,24.471,24.556000000000001,"00:00:17",24.623000000000001,24.619,24.498000000000001,24.545999999999999,"00:00:17",24.619,24.594000000000001,24.483000000000001,24.443000000000001,"00:00:17",24.728000000000002,24.712,24.585000000000001,24.536999999999999,-7.9999999999991189E-3,-1.9999999999988916E-3,-1.5000000000000568E-2,"00:00:17",22.994,23.004999999999999,22.933,23.042000000000002,"00:00:17",23.154,23.135000000000002,22.962,22.998999999999999,"00:00:17",23.256,23.186,23.042000000000002,23.085000000000001,"00:00:17",23.300999999999998,23.201000000000001,23.058,23.007999999999999,"00:00:17",23.603000000000002,23.645,23.27,22.952000000000002,"00:00:17",23.526,23.408999999999999,23.231999999999999,23.143999999999998,"00:00:17",23.649000000000001,23.501999999999999,23.373999999999999,23.274000000000001,"00:00:17",23.696000000000002,23.571000000000002,23.422999999999998,23.317,"00:00:17",23.733000000000001,23.585000000000001,23.431000000000001,23.181000000000001,"00:00:17",23.82,23.664999999999999,23.513999999999999,23.245999999999999,"00:00:17",24.707000000000001,24.600999999999999,24.472000000000001,24.556000000000001,"00:00:17",24.811,24.664000000000001,24.535,24.472999999999999,"00:00:17",24.885999999999999,24.702000000000002,24.573,24.300999999999998,"00:00:17",25.914999999999999,25.347999999999999,25.518000000000001,24.266999999999999,"00:00:17",23.85,23.8,23.652999999999999,23.132000000000001,"00:00:17",23.933,23.856000000000002,23.736999999999998,23.152999999999999,"00:00:17",23.908000000000001,23.815999999999999,23.696000000000002,23.173999999999999,"00:00:17",24.010999999999999,23.904,23.806999999999999,23.2,"00:00:17",31.786999999999999,32.08,35.341000000000001,23.224,"00:00:17",24.260999999999999,24.128,24.073,23.291,"00:00:17",23.954999999999998,23.888999999999999,23.811,23.414000000000001,"00:00:17",24.423999999999999,24.303999999999998,24.26,23.997,"00:00:17",28.033999999999999,27.167999999999999,27.097999999999999,25.562000000000001,"00:00:17",25.646000000000001,25.634,25.376999999999999,24.905999999999999,"00:00:17",25.849,25.709,25.555,25.234000000000002,"00:00:17",25.465,25.344000000000001,25.2,24.939,"00:00:17",25.715,25.59,25.446000000000002,25.24,"00:00:17",25.727,25.587,25.436,25.225999999999999,"00:00:17",28.367000000000001,27.55,27.173999999999999,25.036999999999999,"00:00:17",25.765000000000001,25.61,25.466999999999999,25.202000000000002,"00:00:17",24.407,24.425000000000001,24.350999999999999,24.498999999999999,"00:00:17",26.332000000000001,25.838999999999999,24.914999999999999,23.826000000000001,"00:00:17",25.762,25.408999999999999,25.18,24.68,"00:00:17",26.651,26.445,26,25.620999999999999,"00:00:17",25.847000000000001,25.876000000000001,25.606999999999999,25.593,null,null,null,null,null,null,null,null,null,null,null,null,null,null,null,null,null,null,null,null,null,null,null,"00:00:17",25.995999999999999,25.937000000000001,25.628,25.704999999999998,"00:00:17",25.89,25.89,25.591999999999999,25.495999999999999,"00:00:17",25.466000000000001,25.512,25.242999999999999,25.122,"00:00:17",25.757000000000001,25.641999999999999,25.466000000000001,25.241,"00:00:17",25.696000000000002,25.611000000000001,25.367999999999999,25.257999999999999,"00:00:17",25.748999999999999,25.710999999999999,25.423999999999999,25.359000000000002,"00:00:17",25.972999999999999,25.966000000000001,25.611999999999998,25.605]
["00:00:18",24.542000000000002,24.567,24.472000000000001,24.548999999999999,"00:00:18",24.616,24.611999999999998,24.498000000000001,24.535,"00:00:18",24.623000000000001,24.597000000000001,24.475999999999999,24.439,"00:00:18",24.728999999999999,24.71,24.585000000000001,24.545000000000002,-9.9999999999980105E-3,-1.0000000000012221E-3,-1.5000000000000568E-2,"00:00:18",22.994,23.010999999999999,22.93,23.038,"00:00:18",23.15,23.134,22.965,22.998000000000001,"00:00:18",23.256,23.19,23.042999999999999,23.09,"00:00:18",23.292999999999999,23.198,23.052,23.013999999999999,"00:00:18",23.602,23.637,23.263000000000002,22.949000000000002,"00:00:18",23.533999999999999,23.405000000000001,23.231999999999999,23.143999999999998,"00:00:18",23.661000000000001,23.506,23.37,23.285,"00:00:18",23.710999999999999,23.588999999999999,23.423999999999999,23.321000000000002,"00:00:18",23.733000000000001,23.593,23.449000000000002,23.192,"00:00:18",23.82,23.654,23.518000000000001,23.253,"00:00:18",24.704000000000001,24.600999999999999,24.468,24.564,"00:00:18",24.811,24.66,24.532,24.472999999999999,"00:00:18",24.875,24.702000000000002,24.573,24.308,"00:00:18",25.875,25.334,25.477,24.234000000000002,"00:00:18",23.84,23.792999999999999,23.645,23.123000000000001,"00:00:18",23.933,23.861999999999998,23.745999999999999,23.161000000000001,"00:00:18",23.9,23.814,23.693000000000001,23.17,"00:00:18",23.995999999999999,23.905999999999999,23.805,23.202000000000002,"00:00:18",33.146000000000001,32.747,37.15,23.228000000000002,"00:00:18",24.257000000000001,24.129000000000001,24.071999999999999,23.298999999999999,"00:00:18",23.966000000000001,23.891999999999999,23.818999999999999,23.420999999999999,"00:00:18",24.414999999999999,24.31,24.26,24.003,"00:00:18",27.940999999999999,27.102,27.021000000000001,25.553000000000001,"00:00:18",25.646000000000001,25.626999999999999,25.384,24.905999999999999,"00:00:18",25.841999999999999,25.72,25.550999999999998,25.238,"00:00:18",25.457999999999998,25.344000000000001,25.207999999999998,24.928000000000001,"00:00:18",25.707999999999998,25.579000000000001,25.434999999999999,25.236999999999998,"00:00:18",25.73,25.587,25.44,25.219000000000001,"00:00:18",28.696000000000002,27.782,27.39,25.02,"00:00:18",25.867999999999999,25.684000000000001,25.521999999999998,25.187000000000001,"00:00:18",24.393000000000001,24.411000000000001,24.347999999999999,24.488,"00:00:18",28.065000000000001,27.41,25.901,23.812000000000001,"00:00:18",26.751999999999999,26.1,25.757999999999999,24.684000000000001,"00:00:18",28.152999999999999,27.611999999999998,26.908999999999999,25.620999999999999,"00:00:18",25.858000000000001,25.884,25.614999999999998,25.626000000000001,null,null,null,null,null,null,null,null,null,null,null,null,null,null,null,null,null,null,null,null,null,null,null,"00:00:18",26,25.940999999999999,25.628,25.713000000000001,"00:00:18",25.885999999999999,25.885999999999999,25.588000000000001,25.492999999999999,"00:00:18",25.466999999999999,25.518999999999998,25.254000000000001,25.135999999999999,"00:00:18",25.748999999999999,25.640999999999998,25.459,25.228999999999999,"00:00:18",25.693999999999999,25.619,25.369,25.268000000000001,"00:00:18",25.748999999999999,25.712,25.407,25.347999999999999,"00:00:18",25.969000000000001,25.957999999999998,25.611999999999998,25.587]
["00:00:19",24.544,24.57,24.474,24.555,"00:00:19",24.609000000000002,24.605,24.501999999999999,24.55,"00:00:19",24.614000000000001,24.59,24.48,24.440999999999999,"00:00:19",24.728999999999999,24.71,24.587,24.541,-9.9999999999980105E-3,-1.0000000000012221E-3,-1.3000000000001677E-2,"00:00:19",22.991,23.010999999999999,22.928000000000001,23.030999999999999,"00:00:19",23.151,23.132000000000001,22.963000000000001,22.998000000000001,"00:00:19",23.254000000000001,23.181000000000001,23.036000000000001,23.088999999999999,"00:00:19",23.297000000000001,23.198,23.052,23.004999999999999,"00:00:19",23.594999999999999,23.628,23.242999999999999,22.951000000000001,"00:00:19",23.518999999999998,23.402000000000001,23.221,23.14,"00:00:19",23.657,23.506,23.373999999999999,23.286000000000001,"00:00:19",23.707000000000001,23.585999999999999,23.423999999999999,23.324999999999999,"00:00:19",23.736999999999998,23.593,23.45,23.199000000000002,"00:00:19",23.824000000000002,23.664999999999999,23.515000000000001,23.260999999999999,"00:00:19",24.704000000000001,24.600999999999999,24.465,24.556999999999999,"00:00:19",24.818999999999999,24.667999999999999,24.536000000000001,24.472999999999999,"00:00:19",24.879000000000001,24.698,24.573,24.305,"00:00:19",25.844999999999999,25.33,25.443999999999999,24.219000000000001,"00:00:19",23.841999999999999,23.792999999999999,23.649000000000001,23.132000000000001,"00:00:19",23.939,23.864999999999998,23.739000000000001,23.157,"00:00:19",23.899000000000001,23.809000000000001,23.687000000000001,23.17,"00:00:19",24.010999999999999,23.905999999999999,23.802,23.204000000000001,"00:00:19",34.478000000000002,33.301000000000002,38.878999999999998,23.227,"00:00:19",24.265000000000001,24.132000000000001,24.074999999999999,23.295000000000002,"00:00:19",23.968,23.896000000000001,23.824000000000002,23.425000000000001,"00:00:19",24.414999999999999,24.312000000000001,24.262,24.007999999999999,"00:00:19",27.852,27.045000000000002,26.952999999999999,25.562000000000001,"00:00:19",25.649000000000001,25.635000000000002,25.385000000000002,24.914000000000001,"00:00:19",25.844999999999999,25.72,25.550999999999998,25.222999999999999,"00:00:19",25.462,25.355,25.201000000000001,24.936,"00:00:19",25.715,25.582999999999998,25.439,25.24,"00:00:19",25.722999999999999,25.58,25.436,25.219000000000001,"00:00:19",29.029,28.016999999999999,27.623000000000001,25.018999999999998,"00:00:19",26.042000000000002,25.832999999999998,25.625,25.189,"00:00:19",24.385999999999999,24.408000000000001,24.344999999999999,24.492999999999999,"00:00:19",29.099,28.315000000000001,26.515999999999998,23.818999999999999,"00:00:19",27.451000000000001,26.59,26.163,24.690999999999999,"00:00:19",30.128,29.224,28.22,25.629000000000001,"00:00:19",25.847999999999999,25.888000000000002,25.623000000000001,25.649000000000001,null,null,null,null,null,null,null,null,null,null,null,null,null,null,null,null,null,null,null,null,null,null,null,"00:00:19",26.010999999999999,25.952000000000002,25.632000000000001,25.72,"00:00:19",25.89,25.882999999999999,25.585000000000001,25.492999999999999,"00:00:19",25.471,25.523,25.25,25.143999999999998,"00:00:19",25.753,25.638999999999999,25.454999999999998,25.227,"00:00:19",25.693000000000001,25.611999999999998,25.372,25.268999999999998,"00:00:19",25.745999999999999,25.709,25.417999999999999,25.344999999999999,"00:00:19",25.969000000000001,25.946999999999999,25.600999999999999,25.587]
["00:00:20",24.539000000000001,24.565000000000001,24.469000000000001,24.55,"00:00:20",24.613,24.613,24.498999999999999,24.547000000000001,"00:00:20",24.614999999999998,24.591999999999999,24.477,24.431999999999999,"00:00:20",24.727,24.709,24.587,24.54,-1.0999999999999233E-2,-3.0000000000001137E-3,-1.3000000000001677E-2,"00:00:20",22.991,23.010999999999999,22.925000000000001,23.03,"00:00:20",23.145,23.134,22.963000000000001,22.995999999999999,"00:00:20",23.262,23.184999999999999,23.047000000000001,23.094999999999999,"00:00:20",23.29,23.193000000000001,23.047000000000001,23.004999999999999,"00:00:20",23.585999999999999,23.613,23.227,22.949000000000002,"00:00:20",23.512,23.390999999999998,23.218,23.132999999999999,"00:00:20",23.667999999999999,23.513999999999999,23.37,23.282,"00:00:20",23.7,23.574999999999999,23.417000000000002,23.324999999999999,"00:00:20",23.736999999999998,23.593,23.454000000000001,23.2,"00:00:20",23.827000000000002,23.669,23.518000000000001,23.268000000000001,"00:00:20",24.707999999999998,24.597999999999999,24.472999999999999,24.55,"00:00:20",24.815999999999999,24.657,24.532,24.477,"00:00:20",24.89,24.706,24.585000000000001,24.315999999999999,"00:00:20",25.809000000000001,25.312000000000001,25.414999999999999,24.212,"00:00:20",23.844000000000001,23.792999999999999,23.643999999999998,23.129000000000001,"00:00:20",23.925999999999998,23.850999999999999,23.731000000000002,23.152000000000001,"00:00:20",23.895,23.805,23.681999999999999,23.164999999999999,"00:00:20",24.001999999999999,23.905000000000001,23.806999999999999,23.204000000000001,"00:00:20",35.76,33.82,40.523000000000003,23.222999999999999,"00:00:20",24.265000000000001,24.134,24.081,23.297000000000001,"00:00:20",24.03,24.036000000000001,24.013999999999999,23.42,"00:00:20",24.414999999999999,24.308,24.260999999999999,24.007000000000001,"00:00:20",27.736999999999998,26.975000000000001,26.858000000000001,25.553000000000001,"00:00:20",25.641999999999999,25.631,25.385000000000002,24.917000000000002,"00:00:20",25.841999999999999,25.72,25.550999999999998,25.234999999999999,"00:00:20",25.469000000000001,25.355,25.215,24.943000000000001,"00:00:20",25.719000000000001,25.579000000000001,25.443000000000001,25.248000000000001,"00:00:20",25.722999999999999,25.594000000000001,25.443000000000001,25.234000000000002,"00:00:20",29.456,28.312000000000001,27.899000000000001,25.021999999999998,"00:00:20",26.306000000000001,26.047999999999998,25.794,25.193999999999999,"00:00:20",24.39,24.411999999999999,24.341999999999999,24.489000000000001,"00:00:20",31.454000000000001,30.314,27.911000000000001,23.823,"00:00:20",29.151,27.841000000000001,27.216000000000001,24.687999999999999,"00:00:20",31.265000000000001,30.204999999999998,29,25.626000000000001,"00:00:20",25.855,25.891999999999999,25.626999999999999,25.670999999999999,null,null,null,null,null,null,null,null,null,null,null,null,null,null,null,null,null,null,null,null,null,null,null,"00:00:20",26.021999999999998,25.96,25.632000000000001,25.731000000000002,"00:00:20",25.873999999999999,25.873999999999999,25.577999999999999,25.495000000000001,"00:00:20",25.472999999999999,25.521000000000001,25.254000000000001,25.155000000000001,"00:00:20",25.742000000000001,25.628,25.451000000000001,25.231000000000002,"00:00:20",25.681999999999999,25.608000000000001,25.369,25.262,"00:00:20",25.74,25.707000000000001,25.413,25.344999999999999,"00:00:20",25.962,25.943999999999999,25.605,25.582999999999998]
["00:00:21",24.539000000000001,24.558,24.472999999999999,24.55,"00:00:21",24.61,24.613,24.503,24.54,"00:00:21",24.617000000000001,24.593,24.478999999999999,24.433,"00:00:21",24.728999999999999,24.710999999999999,24.585999999999999,24.547000000000001,-9.0000000000003411E-3,-1.0000000000012221E-3,-1.4000000000002899E-2,"00:00:21",22.992000000000001,23.012,22.925000000000001,23.026,"00:00:21",23.146000000000001,23.132999999999999,22.957999999999998,22.995000000000001,"00:00:21",23.259,23.184999999999999,23.04,23.093,"00:00:21",23.294,23.195,23.055,23.007000000000001,"00:00:21",23.588000000000001,23.606000000000002,23.222000000000001,22.949000000000002,"00:00:21",23.52,23.402000000000001,23.228999999999999,23.143999999999998,"00:00:21",23.65,23.51,23.370999999999999,23.282,"00:00:21",23.704000000000001,23.579000000000001,23.423999999999999,23.329000000000001,"00:00:21",23.736999999999998,23.603999999999999,23.454000000000001,23.210999999999999,"00:00:21",23.824000000000002,23.669,23.521999999999998,23.268000000000001,"00:00:21",24.712,24.605,24.469000000000001,24.556999999999999,"00:00:21",24.812000000000001,24.664999999999999,24.529,24.477,"00:00:21",24.89,24.713999999999999,24.581,24.315999999999999,"00:00:21",25.791,25.297999999999998,25.401,24.193999999999999,"00:00:21",23.843,23.791,23.646000000000001,23.131,"00:00:21",23.920999999999999,23.847000000000001,23.725999999999999,23.146000000000001,"00:00:21",23.901,23.809000000000001,23.687000000000001,23.167000000000002,"00:00:21",23.997,23.896000000000001,23.795999999999999,23.195,"00:00:21",36.988,34.332000000000001,42.052999999999997,23.222999999999999,"00:00:21",24.265000000000001,24.132999999999999,24.081,23.298999999999999,"00:00:21",24.619,25.146999999999998,25.221,23.431000000000001,"00:00:21",24.413,24.303000000000001,24.263000000000002,24.013999999999999,"00:00:21",27.664999999999999,26.922000000000001,26.803999999999998,25.553000000000001,"00:00:21",25.646000000000001,25.631,25.376999999999999,24.917000000000002,"00:00:21",25.86,25.72,25.555,25.234999999999999,"00:00:21",25.48,25.363,25.219000000000001,24.943000000000001,"00:00:21",25.710999999999999,25.571999999999999,25.431999999999999,25.236999999999998,"00:00:21",25.722999999999999,25.587,25.44,25.227,"00:00:21",29.759,28.541,28.113,25.030999999999999,"00:00:21",26.78,26.422999999999998,26.106999999999999,25.190999999999999,"00:00:21",24.39,24.408999999999999,24.338999999999999,24.486000000000001,"00:00:21",34.231000000000002,32.555,29.555,23.83,"00:00:21",31.123000000000001,29.372,28.510999999999999,24.687999999999999,"00:00:21",33.731999999999999,32.427999999999997,30.744,25.645,"00:00:21",25.863,25.911000000000001,25.641999999999999,25.701000000000001,null,null,null,null,null,null,null,null,null,null,null,null,null,null,null,null,null,null,null,null,null,null,null,"00:00:21",26.015000000000001,25.948,25.635999999999999,25.724,"00:00:21",25.872,25.872,25.574000000000002,25.504000000000001,"00:00:21",25.471,25.512,25.262,25.161999999999999,"00:00:21",25.731000000000002,25.619,25.443999999999999,25.242000000000001,"00:00:21",25.684000000000001,25.608000000000001,25.358000000000001,25.259,"00:00:21",25.739000000000001,25.704999999999998,25.411000000000001,25.338000000000001,"00:00:21",26.047000000000001,26.016999999999999,25.766999999999999,25.582999999999998]
["00:00:22",24.547000000000001,24.568999999999999,24.472999999999999,24.565000000000001,"00:00:22",24.61,24.613,24.507000000000001,24.544,"00:00:22",24.619,24.597000000000001,24.481000000000002,24.44,"00:00:22",24.736999999999998,24.715,24.594999999999999,24.547000000000001,-4.9999999999990052E-3,6.9999999999978968E-3,-5.000000000002558E-3,"00:00:22",22.994,23.007000000000001,22.925999999999998,23.032,"00:00:22",23.141999999999999,23.131,22.963999999999999,23.001000000000001,"00:00:22",23.263000000000002,23.189,23.047000000000001,23.099,"00:00:22",23.292000000000002,23.195,23.050999999999998,23.004999999999999,"00:00:22",23.584,23.600999999999999,23.215,22.951000000000001,"00:00:22",23.513000000000002,23.399000000000001,23.225999999999999,23.145,"00:00:22",23.661000000000001,23.513999999999999,23.382000000000001,23.29,"00:00:22",23.701000000000001,23.582999999999998,23.420999999999999,23.324999999999999,"00:00:22",23.741,23.597000000000001,23.446000000000002,23.210999999999999,"00:00:22",23.827999999999999,23.672999999999998,23.521999999999998,23.271999999999998,"00:00:22",24.712,24.606000000000002,24.462,24.562000000000001,"00:00:22",24.812000000000001,24.664999999999999,24.533000000000001,24.478000000000002,"00:00:22",24.882999999999999,24.71,24.574000000000002,24.305,"00:00:22",25.771999999999998,25.29,25.385999999999999,24.15,"00:00:22",23.841000000000001,23.788,23.651,23.125,"00:00:22",23.920999999999999,23.841999999999999,23.722000000000001,23.154,"00:00:22",23.904,23.812999999999999,23.693000000000001,23.164999999999999,"00:00:22",23.998999999999999,23.896999999999998,23.795999999999999,23.193000000000001,"00:00:22",38.146999999999998,34.822000000000003,43.48,23.22,"00:00:22",24.266999999999999,24.143999999999998,24.081,23.297000000000001,"00:00:22",25.754000000000001,27.009,27.263000000000002,23.434000000000001,"00:00:22",24.416,24.312999999999999,24.268000000000001,24.015999999999998,"00:00:22",27.588000000000001,26.875,26.734999999999999,25.545999999999999,"00:00:22",25.646000000000001,25.623999999999999,25.378,24.917999999999999,"00:00:22",25.853000000000002,25.728000000000002,25.568999999999999,25.234999999999999,"00:00:22",25.477,25.366,25.222999999999999,24.943000000000001,"00:00:22",25.7,25.564,25.428000000000001,25.228999999999999,"00:00:22",25.719000000000001,25.58,25.436,25.225999999999999,"00:00:22",30.059000000000001,28.763999999999999,28.308,25.03,"00:00:22",27.212,26.741,26.379000000000001,25.190999999999999,"00:00:22",24.390999999999998,24.423999999999999,24.343,24.494,"00:00:22",35.771999999999998,33.786000000000001,30.463999999999999,23.867999999999999,"00:00:22",32.183999999999997,30.216000000000001,29.218,24.7,"00:00:22",36.356000000000002,34.957000000000001,32.61,25.678999999999998,"00:00:22",25.870999999999999,25.914999999999999,25.65,25.738,null,null,null,null,null,null,null,null,null,null,null,null,null,null,null,null,null,null,null,null,null,null,null,"00:00:22",26.007999999999999,25.940999999999999,25.625,25.721,"00:00:22",25.864999999999998,25.867999999999999,25.57,25.492999999999999,"00:00:22",25.478999999999999,25.518999999999998,25.265000000000001,25.172999999999998,"00:00:22",25.724,25.617000000000001,25.433,25.245999999999999,"00:00:22",25.673999999999999,25.597000000000001,25.353999999999999,25.251000000000001,"00:00:22",25.739000000000001,25.704999999999998,25.404,25.338000000000001,"00:00:22",27.411999999999999,27.010999999999999,27.036999999999999,25.576000000000001]
["00:00:23",24.544,24.577000000000002,24.474,24.558,"00:00:23",24.617000000000001,24.617000000000001,24.510999999999999,24.550999999999998,"00:00:23",24.620999999999999,24.597000000000001,24.483000000000001,24.431000000000001,"00:00:23",24.731999999999999,24.715,24.59,24.545999999999999,-4.9999999999990052E-3,1.9999999999988916E-3,-1.0000000000001563E-2,"00:00:23",22.99,23.009,22.92,23.030999999999999,"00:00:23",23.148,23.132999999999999,22.959,22.997,"00:00:23",23.263000000000002,23.190999999999999,23.048999999999999,23.103000000000002,"00:00:23",23.292000000000002,23.195,23.05,23.007000000000001,"00:00:23",23.577000000000002,23.599,23.204000000000001,22.952000000000002,"00:00:23",23.52,23.399000000000001,23.228999999999999,23.145,"00:00:23",23.658000000000001,23.518000000000001,23.378,23.29,"00:00:23",23.707999999999998,23.582999999999998,23.425000000000001,23.321999999999999,"00:00:23",23.734000000000002,23.594000000000001,23.45,23.207000000000001,"00:00:23",23.835000000000001,23.666,23.53,23.271999999999998,"00:00:23",24.713000000000001,24.61,24.47,24.558,"00:00:23",24.809000000000001,24.654,24.526,24.481000000000002,"00:00:23",24.893999999999998,24.707000000000001,24.577999999999999,24.309000000000001,"00:00:23",25.765000000000001,25.28,25.372,24.154,"00:00:23",23.841000000000001,23.78,23.643999999999998,23.129000000000001,"00:00:23",23.925000000000001,23.844999999999999,23.73,23.155999999999999,"00:00:23",23.905000000000001,23.812999999999999,23.693000000000001,23.169,"00:00:23",24.001999999999999,23.899000000000001,23.795999999999999,23.199000000000002,"00:00:23",39.244,35.234000000000002,44.805,23.22,"00:00:23",24.266999999999999,24.132999999999999,24.071999999999999,23.300999999999998,"00:00:23",27.25,29.202000000000002,29.792000000000002,23.431000000000001,"00:00:23",24.420999999999999,24.318000000000001,24.266999999999999,24.016999999999999,"00:00:23",27.491,26.814,26.658000000000001,25.533999999999999,"00:00:23",25.657,25.638999999999999,25.388999999999999,24.917999999999999,"00:00:23",25.86,25.739000000000001,25.562000000000001,25.238,"00:00:23",25.48,25.359000000000002,25.222999999999999,24.946999999999999,"00:00:23",25.704000000000001,25.568000000000001,25.428000000000001,25.236999999999998,"00:00:23",25.722999999999999,25.587,25.433,25.222999999999999,"00:00:23",30.437999999999999,29.062000000000001,28.562000000000001,25.026,"00:00:23",27.663,27.082000000000001,26.687999999999999,25.190999999999999,"00:00:23",24.395,24.420999999999999,24.347000000000001,24.491,"00:00:23",39.142000000000003,36.439,32.463999999999999,23.908000000000001,"00:00:23",34.369999999999997,32.052999999999997,30.719000000000001,24.736999999999998,"00:00:23",37.689,36.334000000000003,33.561999999999998,25.73,"00:00:23",25.875,25.914999999999999,25.661000000000001,25.742000000000001,null,null,null,null,null,null,null,null,null,null,null,null,null,null,null,null,null,null,null,null,null,null,null,"00:00:23",26.015000000000001,25.956,25.635999999999999,25.724,"00:00:23",25.844999999999999,25.856000000000002,25.562999999999999,25.495000000000001,"00:00:23",25.478999999999999,25.523,25.265999999999998,25.178999999999998,"00:00:23",25.72,25.606000000000002,25.43,25.245999999999999,"00:00:23",25.670999999999999,25.600999999999999,25.34,25.251000000000001,"00:00:23",25.744,25.707000000000001,25.413,25.344999999999999,"00:00:23",30.082999999999998,29.042000000000002,29.475999999999999,25.576000000000001]
["00:00:24",24.544,24.573,24.484999999999999,24.559000000000001,"00:00:24",24.614000000000001,24.61,24.507000000000001,24.550999999999998,"00:00:24",24.617000000000001,24.597000000000001,24.484999999999999,24.437000000000001,"00:00:24",24.731999999999999,24.71,24.588000000000001,24.547999999999998,-9.9999999999980105E-3,1.9999999999988916E-3,-1.2000000000000455E-2,"00:00:24",23.001999999999999,23.015000000000001,22.922999999999998,23.036999999999999,"00:00:24",23.155999999999999,23.140999999999998,22.965,23.007000000000001,"00:00:24",23.266999999999999,23.196999999999999,23.05,23.103000000000002,"00:00:24",23.295000000000002,23.193000000000001,23.052,23.015000000000001,"00:00:24",23.576000000000001,23.594000000000001,23.2,22.960999999999999,"00:00:24",23.535,23.402000000000001,23.233000000000001,23.152000000000001,"00:00:24",23.666,23.518000000000001,23.379000000000001,23.297999999999998,"00:00:24",23.701000000000001,23.58,23.420999999999999,23.321999999999999,"00:00:24",23.736999999999998,23.594000000000001,23.446999999999999,23.207999999999998,"00:00:24",23.835000000000001,23.677,23.523,23.283999999999999,"00:00:24",24.709,24.606000000000002,24.474,24.558,"00:00:24",24.809000000000001,24.655000000000001,24.521999999999998,24.478000000000002,"00:00:24",24.898,24.718,24.582000000000001,24.321000000000002,"00:00:24",25.762,25.276,25.353000000000002,24.138999999999999,"00:00:24",23.835999999999999,23.788,23.643999999999998,23.125,"00:00:24",23.920999999999999,23.847000000000001,23.722000000000001,23.15,"00:00:24",23.902999999999999,23.815000000000001,23.687999999999999,23.170999999999999,"00:00:24",24.004000000000001,23.905000000000001,23.797999999999998,23.195,"00:00:24",40.274000000000001,35.661000000000001,46.029000000000003,23.218,"00:00:24",24.266999999999999,24.137,24.071999999999999,23.292000000000002,"00:00:24",28.963000000000001,31.574000000000002,32.582999999999998,23.436,"00:00:24",24.416,24.318000000000001,24.268999999999998,24.02,"00:00:24",27.431000000000001,26.771999999999998,26.606999999999999,25.521000000000001,"00:00:24",25.654,25.632000000000001,25.393000000000001,24.917999999999999,"00:00:24",25.875,25.760999999999999,25.573,25.238,"00:00:24",25.48,25.366,25.222999999999999,24.946999999999999,"00:00:24",25.707999999999998,25.571999999999999,25.428000000000001,25.236999999999998,"00:00:24",25.712,25.584,25.436,25.222999999999999,"00:00:24",30.704000000000001,29.274000000000001,28.738,25.021999999999998,"00:00:24",28.306999999999999,27.553000000000001,27.119,25.190999999999999,"00:00:24",24.396000000000001,24.428999999999998,24.352,24.495000000000001,"00:00:24",42.83,39.298999999999999,34.661000000000001,23.978000000000002,"00:00:24",36.628999999999998,34.061,32.265000000000001,24.795999999999999,"00:00:24",40.402000000000001,39.405999999999999,35.497,25.83,"00:00:24",25.885999999999999,25.927,25.666,25.771999999999998,null,null,null,null,null,null,null,null,null,null,null,null,null,null,null,null,null,null,null,null,null,null,null,"00:00:24",26.015000000000001,25.952999999999999,25.632000000000001,25.731999999999999,"00:00:24",25.85,25.858000000000001,25.56,25.49,"00:00:24",25.478999999999999,25.523,25.262,25.187999999999999,"00:00:24",25.710999999999999,25.606000000000002,25.425999999999998,25.26,"00:00:24",25.669,25.594000000000001,25.344999999999999,25.254999999999999,"00:00:24",25.742999999999999,25.706,25.408000000000001,25.341000000000001,"00:00:24",31.872,30.454000000000001,31.096,25.58]
["00:00:25",24.552,24.577000000000002,24.481999999999999,24.555,"00:00:25",24.629000000000001,24.625,24.518999999999998,24.556000000000001,"00:00:25",24.623000000000001,24.599,24.483000000000001,24.436,"00:00:25",24.728000000000002,24.71,24.585000000000001,24.541,-9.9999999999980105E-3,-1.9999999999988916E-3,-1.5000000000000568E-2,"00:00:25",22.998000000000001,23.015000000000001,22.920999999999999,23.029,"00:00:25",23.151,23.135999999999999,22.969000000000001,23.004999999999999,"00:00:25",23.274000000000001,23.202999999999999,23.056999999999999,23.109000000000002,"00:00:25",23.297999999999998,23.199000000000002,23.053999999999998,23.010999999999999,"00:00:25",23.576000000000001,23.582999999999998,23.19,22.957999999999998,"00:00:25",23.52,23.41,23.23,23.149000000000001,"00:00:25",23.655000000000001,23.507999999999999,23.372,23.283000000000001,"00:00:25",23.698,23.576000000000001,23.414000000000001,23.318999999999999,"00:00:25",23.741,23.597999999999999,23.457999999999998,23.222000000000001,"00:00:25",23.835999999999999,23.677,23.53,23.28,"00:00:25",24.713000000000001,24.61,24.47,24.559000000000001,"00:00:25",24.809000000000001,24.658999999999999,24.53,24.489000000000001,"00:00:25",24.899000000000001,24.725999999999999,24.593,24.338999999999999,"00:00:25",25.757999999999999,25.268999999999998,25.327999999999999,24.132000000000001,"00:00:25",23.838999999999999,23.788,23.652000000000001,23.126999999999999,"00:00:25",23.911999999999999,23.844000000000001,23.72,23.152000000000001,"00:00:25",23.899000000000001,23.806999999999999,23.687999999999999,23.169,"00:00:25",24.001000000000001,23.905000000000001,23.802,23.202000000000002,"00:00:25",41.244,36.061999999999998,47.112000000000002,23.225000000000001,"00:00:25",24.262,24.129000000000001,24.074000000000002,23.289000000000001,"00:00:25",30.806999999999999,34.000999999999998,35.473999999999997,23.433,"00:00:25",24.422000000000001,24.324000000000002,24.28,24.03,"00:00:25",27.363,26.73,26.552,25.504999999999999,"00:00:25",25.658000000000001,25.638999999999999,25.388999999999999,24.922000000000001,"00:00:25",25.896999999999998,25.77,25.596,25.241,"00:00:25",25.495000000000001,25.378,25.227,24.951000000000001,"00:00:25",25.712,25.574999999999999,25.439,25.236999999999998,"00:00:25",25.72,25.576000000000001,25.428999999999998,25.219000000000001,"00:00:25",30.966000000000001,29.478000000000002,28.911000000000001,25.026,"00:00:25",28.795999999999999,27.914999999999999,27.452000000000002,25.189,"00:00:25",24.396000000000001,24.414999999999999,24.344999999999999,24.495999999999999,"00:00:25",44.777000000000001,40.804000000000002,35.831000000000003,24.045000000000002,"00:00:25",37.765999999999998,35.146999999999998,33.040999999999997,24.821999999999999,"00:00:25",43.115000000000002,42.567,37.424999999999997,25.934000000000001,"00:00:25",25.908999999999999,25.946000000000002,25.692,25.802,null,null,null,null,null,null,null,null,null,null,null,null,null,null,null,null,null,null,null,null,null,null,null,"00:00:25",26.010999999999999,25.952999999999999,25.632000000000001,25.728000000000002,"00:00:25",25.847000000000001,25.858000000000001,25.552,25.494,"00:00:25",25.475000000000001,25.515999999999998,25.265999999999998,25.196000000000002,"00:00:25",25.709,25.606000000000002,25.422000000000001,25.268000000000001,"00:00:25",25.678000000000001,25.600999999999999,25.350999999999999,25.263000000000002,"00:00:25",25.734999999999999,25.709,25.404,25.344999999999999,"00:00:25",36.122999999999998,33.948,34.874000000000002,25.591000000000001]
["00:00:26",24.547999999999998,24.574000000000002,24.475000000000001,24.559000000000001,"00:00:26",24.625,24.622,24.504000000000001,24.547999999999998,"00:00:26",24.622,24.597999999999999,24.484999999999999,24.434000000000001,"00:00:26",24.725000000000001,24.71,24.579000000000001,24.542999999999999,-9.9999999999980105E-3,-4.9999999999990052E-3,-2.1000000000000796E-2,"00:00:26",22.998999999999999,23.018999999999998,22.916,23.033999999999999,"00:00:26",23.155999999999999,23.14,22.963000000000001,23.006,"00:00:26",23.268999999999998,23.192,23.047000000000001,23.102,"00:00:26",23.289000000000001,23.196999999999999,23.052,23.015000000000001,"00:00:26",23.574000000000002,23.58,23.184000000000001,22.96,"00:00:26",23.524000000000001,23.405999999999999,23.234000000000002,23.145,"00:00:26",23.648,23.507999999999999,23.375,23.286999999999999,"00:00:26",23.69,23.573,23.407,23.318999999999999,"00:00:26",23.745000000000001,23.605,23.454000000000001,23.225999999999999,"00:00:26",23.832000000000001,23.673999999999999,23.53,23.283999999999999,"00:00:26",24.713000000000001,24.606999999999999,24.471,24.544,"00:00:26",24.81,24.666,24.53,24.492999999999999,"00:00:26",24.888000000000002,24.715,24.579000000000001,24.318000000000001,"00:00:26",25.744,25.265999999999998,25.295000000000002,24.114000000000001,"00:00:26",23.843,23.788,23.646000000000001,23.126000000000001,"00:00:26",23.919,23.837,23.715,23.149000000000001,"00:00:26",23.896000000000001,23.806999999999999,23.684000000000001,23.167000000000002,"00:00:26",24.006,23.905000000000001,23.8,23.206,"00:00:26",42.104999999999997,36.344000000000001,48.024999999999999,23.22,"00:00:26",24.26,24.123999999999999,24.068999999999999,23.286999999999999,"00:00:26",32.700000000000003,36.307000000000002,38.371000000000002,23.425000000000001,"00:00:26",24.427,24.327999999999999,24.277999999999999,24.03,"00:00:26",27.282,26.677,26.492999999999999,25.5,"00:00:26",25.664999999999999,25.643000000000001,25.4,24.922000000000001,"00:00:26",25.919,25.776,25.603000000000002,25.239000000000001,"00:00:26",25.484000000000002,25.37,25.222999999999999,24.946999999999999,"00:00:26",25.704000000000001,25.574999999999999,25.425000000000001,25.236999999999998,"00:00:26",25.763999999999999,25.62,25.457999999999998,25.219000000000001,"00:00:26",31.305,29.75,29.125,25.03,"00:00:26",29.282,28.277999999999999,27.777000000000001,25.190999999999999,"00:00:26",24.396999999999998,24.425999999999998,24.349,24.495999999999999,"00:00:26",48.737000000000002,43.962000000000003,38.231999999999999,24.155000000000001,"00:00:26",40.046999999999997,37.503999999999998,34.6,24.87,"00:00:26",44.453000000000003,43.981999999999999,38.378999999999998,25.952999999999999,"00:00:26",25.905000000000001,25.960999999999999,25.692,25.81,null,null,null,null,null,null,null,null,null,null,null,null,null,null,null,null,null,null,null,null,null,null,null,"00:00:26",26.026,25.96,25.635999999999999,25.731999999999999,"00:00:26",25.843,25.86,25.565999999999999,25.494,"00:00:26",25.474,25.513999999999999,25.268999999999998,25.204999999999998,"00:00:26",25.713000000000001,25.606000000000002,25.422000000000001,25.268000000000001,"00:00:26",25.667000000000002,25.59,25.350999999999999,25.251000000000001,"00:00:26",25.922999999999998,25.859000000000002,25.646999999999998,25.343,"00:00:26",40.887999999999998,37.941000000000003,39.136000000000003,25.646000000000001]
["00:00:27",24.556000000000001,24.577999999999999,24.478999999999999,24.556000000000001,"00:00:27",24.611000000000001,24.611000000000001,24.512,24.548999999999999,"00:00:27",24.626000000000001,24.602,24.488,24.437999999999999,"00:00:27",24.727,24.704999999999998,24.581,24.536999999999999,-1.5000000000000568E-2,-3.0000000000001137E-3,-1.9000000000001904E-2,"00:00:27",22.997,23.018999999999998,22.922999999999998,23.032,"00:00:27",23.151,23.137,22.962,23.004000000000001,"00:00:27",23.268000000000001,23.196000000000002,23.045000000000002,23.108000000000001,"00:00:27",23.297000000000001,23.192,23.048999999999999,23.015999999999998,"00:00:27",23.565999999999999,23.574999999999999,23.177,22.968,"00:00:27",23.535,23.407,23.236999999999998,23.152999999999999,"00:00:27",23.655000000000001,23.507999999999999,23.372,23.297999999999998,"00:00:27",23.704999999999998,23.584,23.414999999999999,23.326000000000001,"00:00:27",23.745000000000001,23.605,23.454999999999998,23.238,"00:00:27",23.832000000000001,23.67,23.530999999999999,23.291,"00:00:27",24.702999999999999,24.603000000000002,24.466999999999999,24.536999999999999,"00:00:27",24.81,24.652000000000001,24.527000000000001,24.471,"00:00:27",24.899000000000001,24.719000000000001,24.59,24.329000000000001,"00:00:27",25.725999999999999,25.244,25.268999999999998,24.106999999999999,"00:00:27",23.838000000000001,23.786000000000001,23.645,23.129000000000001,"00:00:27",23.911999999999999,23.838000000000001,23.715,23.15,"00:00:27",23.9,23.803999999999998,23.686,23.169,"00:00:27",24.012,23.905000000000001,23.802,23.204999999999998,"00:00:27",42.895000000000003,36.590000000000003,48.859000000000002,23.222000000000001,"00:00:27",24.263999999999999,24.132999999999999,24.071000000000002,23.289000000000001,"00:00:27",34.613,38.387,41.216000000000001,23.425000000000001,"00:00:27",24.425999999999998,24.327999999999999,24.271000000000001,24.024999999999999,"00:00:27",27.222000000000001,26.643999999999998,26.449000000000002,25.489000000000001,"00:00:27",25.672999999999998,25.646999999999998,25.393000000000001,24.922000000000001,"00:00:27",25.927,25.805,25.620999999999999,25.242000000000001,"00:00:27",25.495000000000001,25.385000000000002,25.23,24.957999999999998,"00:00:27",25.712,25.579000000000001,25.431999999999999,25.241,"00:00:27",25.882000000000001,25.716000000000001,25.539000000000001,25.222999999999999,"00:00:27",31.536000000000001,29.946999999999999,29.27,25.035,"00:00:27",29.922000000000001,28.771000000000001,28.215,25.183,"00:00:27",24.393999999999998,24.411999999999999,24.338000000000001,24.481999999999999,"00:00:27",52.676000000000002,47.485999999999997,40.667000000000002,24.295999999999999,"00:00:27",42.277000000000001,39.722999999999999,36.134999999999998,24.94,"00:00:27",47.125,46.787999999999997,40.24,25.968,"00:00:27",25.917000000000002,25.957999999999998,25.7,25.832999999999998,null,null,null,null,null,null,null,null,null,null,null,null,null,null,null,null,null,null,null,null,null,null,null,"00:00:27",26.023,25.956,25.651,25.736000000000001,"00:00:27",25.832999999999998,25.861999999999998,25.564,25.478999999999999,"00:00:27",25.483000000000001,25.524000000000001,25.277000000000001,25.207000000000001,"00:00:27",25.7,25.594999999999999,25.405999999999999,25.265999999999998,"00:00:27",25.666,25.587,25.341999999999999,25.254000000000001,"00:00:27",26.562999999999999,26.367999999999999,26.257999999999999,25.349,"00:00:27",43.353999999999999,40.036000000000001,41.323,25.65]
["00:00:28",24.553000000000001,24.56,24.475000000000001,24.545000000000002,"00:00:28",24.622,24.614999999999998,24.507999999999999,24.545000000000002,"00:00:28",24.623999999999999,24.602,24.49,24.436,"00:00:28",24.722000000000001,24.701000000000001,24.576000000000001,24.532,-1.8999999999998352E-2,-7.9999999999991189E-3,-2.4000000000000909E-2,"00:00:28",23.001000000000001,23.015999999999998,22.92,23.03,"00:00:28",23.148,23.135000000000002,22.962,22.998999999999999,"00:00:28",23.27,23.202000000000002,23.050999999999998,23.108000000000001,"00:00:28",23.292000000000002,23.202000000000002,23.050999999999998,23.013999999999999,"00:00:28",23.564,23.565999999999999,23.173999999999999,22.963999999999999,"00:00:28",23.521000000000001,23.399000000000001,23.225999999999999,23.146000000000001,"00:00:28",23.648,23.512,23.372,23.297999999999998,"00:00:28",23.698,23.581,23.408000000000001,23.315999999999999,"00:00:28",23.748999999999999,23.609000000000002,23.466000000000001,23.241,"00:00:28",23.835999999999999,23.681999999999999,23.533999999999999,23.295000000000002,"00:00:28",24.699000000000002,24.6,24.463999999999999,24.552,"00:00:28",24.806000000000001,24.652000000000001,24.523,24.49,"00:00:28",24.899000000000001,24.725999999999999,24.600999999999999,24.324999999999999,"00:00:28",25.704000000000001,25.207000000000001,25.259,24.114000000000001,"00:00:28",23.841999999999999,23.786000000000001,23.648,23.123999999999999,"00:00:28",23.911999999999999,23.837,23.71,23.143000000000001,"00:00:28",23.9,23.815000000000001,23.69,23.169,"00:00:28",23.998999999999999,23.898,23.800999999999998,23.195,"00:00:28",43.615000000000002,36.843000000000004,49.61,23.225999999999999,"00:00:28",24.27,24.140999999999998,24.076000000000001,23.295000000000002,"00:00:28",36.493000000000002,40.402999999999999,43.953000000000003,23.428999999999998,"00:00:28",24.425999999999998,24.327999999999999,24.279,24.033999999999999,"00:00:28",27.184999999999999,26.613,26.413,25.486999999999998,"00:00:28",25.672999999999998,25.643000000000001,25.393000000000001,24.914999999999999,"00:00:28",25.952999999999999,25.815999999999999,25.64,25.245999999999999,"00:00:28",25.498999999999999,25.381,25.238,24.957999999999998,"00:00:28",25.707999999999998,25.579000000000001,25.439,25.244,"00:00:28",25.966000000000001,25.779,25.591000000000001,25.234000000000002,"00:00:28",31.768000000000001,30.123999999999999,29.422999999999998,25.033000000000001,"00:00:28",30.405999999999999,29.131,28.532,25.189,"00:00:28",24.390999999999998,24.408999999999999,24.343,24.475000000000001,"00:00:28",54.631999999999998,49.212000000000003,41.887999999999998,24.321000000000002,"00:00:28",43.368000000000002,40.78,36.881999999999998,24.959,"00:00:28",49.793999999999997,49.646000000000001,42.017000000000003,25.965,"00:00:28",25.928999999999998,25.969000000000001,25.712,25.844000000000001,null,null,null,null,null,null,null,null,null,null,null,null,null,null,null,null,null,null,null,null,null,null,null,"00:00:28",26.018999999999998,25.952999999999999,25.648,25.721,"00:00:28",25.832999999999998,25.850999999999999,25.556999999999999,25.478999999999999,"00:00:28",25.494,25.530999999999999,25.280999999999999,25.225999999999999,"00:00:28",25.690999999999999,25.594999999999999,25.408000000000001,25.263999999999999,"00:00:28",25.664000000000001,25.597999999999999,25.34,25.244,"00:00:28",27.24,26.913,26.908999999999999,25.353000000000002,"00:00:28",48.39,44.277999999999999,45.735999999999997,25.757000000000001]
["00:00:29",24.542000000000002,24.564,24.468,24.548999999999999,"00:00:29",24.617000000000001,24.614999999999998,24.504999999999999,24.542000000000002,"00:00:29",24.617000000000001,24.597999999999999,24.483000000000001,24.437000000000001,"00:00:29",24.713000000000001,24.692,24.565000000000001,24.523,-2.7999999999998693E-2,-1.699999999999946E-2,-3.5000000000000142E-2,"00:00:29",22.998999999999999,23.018000000000001,22.917000000000002,23.021000000000001,"00:00:29",23.145,23.123000000000001,22.959,22.997,"00:00:29",23.271999999999998,23.202000000000002,23.053000000000001,23.114000000000001,"00:00:29",23.298999999999999,23.202000000000002,23.056000000000001,23.013999999999999,"00:00:29",23.564,23.562000000000001,23.164999999999999,22.966000000000001,"00:00:29",23.524999999999999,23.4,23.227,23.141999999999999,"00:00:29",23.648,23.512,23.364999999999998,23.288,"00:00:29",23.695,23.565999999999999,23.408000000000001,23.315999999999999,"00:00:29",23.742000000000001,23.606000000000002,23.462,23.238,"00:00:29",23.832999999999998,23.678000000000001,23.530999999999999,23.292000000000002,"00:00:29",24.707000000000001,24.603999999999999,24.471,24.552,"00:00:29",24.855,24.707000000000001,24.593,24.498000000000001,"00:00:29",24.972999999999999,24.8,24.704999999999998,24.337,"00:00:29",25.689,25.184999999999999,25.244,24.106999999999999,"00:00:29",23.843,23.803000000000001,23.661000000000001,23.126000000000001,"00:00:29",23.902999999999999,23.837,23.71,23.140999999999998,"00:00:29",23.904,23.812000000000001,23.693999999999999,23.172999999999998,"00:00:29",24.004999999999999,23.904,23.81,23.199000000000002,"00:00:29",44.259,37.137,50.308,23.228000000000002,"00:00:29",24.265999999999998,24.137,24.073,23.297000000000001,"00:00:29",38.323,41.933999999999997,46.534999999999997,23.425000000000001,"00:00:29",24.428000000000001,24.329000000000001,24.286000000000001,24.036000000000001,"00:00:29",27.11,26.573,26.358000000000001,25.475999999999999,"00:00:29",25.666,25.64,25.393000000000001,24.914999999999999,"00:00:29",25.966999999999999,25.831,25.646999999999998,25.245999999999999,"00:00:29",25.492000000000001,25.385000000000002,25.227,24.954999999999998,"00:00:29",25.701000000000001,25.576000000000001,25.431999999999999,25.236999999999998,"00:00:29",26.154,25.943999999999999,25.716000000000001,25.219000000000001,"00:00:29",32.040999999999997,30.324999999999999,29.585000000000001,25.03,"00:00:29",30.87,29.492000000000001,28.844000000000001,25.198,"00:00:29",24.387,24.405999999999999,24.34,24.468,"00:00:29",58.384,52.503,44.302999999999997,24.350999999999999,"00:00:29",45.526000000000003,42.726999999999997,38.338999999999999,24.992000000000001,"00:00:29",51.131,50.978999999999999,42.892000000000003,25.960999999999999,"00:00:29",25.936,25.977,25.719000000000001,25.847999999999999,null,null,null,null,null,null,null,null,null,null,null,null,null,null,null,null,null,null,null,null,null,null,null,"00:00:29",26.023,25.96,25.651,25.725000000000001,"00:00:29",25.824999999999999,25.850999999999999,25.55,25.456,"00:00:29",25.503,25.535,25.288,25.234999999999999,"00:00:29",25.687999999999999,25.591999999999999,25.408000000000001,25.274999999999999,"00:00:29",25.667999999999999,25.59,25.34,25.251999999999999,"00:00:29",29.783000000000001,28.984000000000002,29.338000000000001,25.338000000000001,"00:00:29",53.398000000000003,48.545999999999999,50,25.992999999999999]
["00:00:30",24.542000000000002,24.564,24.465,24.542000000000002,"00:00:30",24.611999999999998,24.611999999999998,24.504999999999999,24.545999999999999,"00:00:30",24.63,24.608000000000001,24.492000000000001,24.446000000000002,"00:00:30",24.713000000000001,24.690999999999999,24.568999999999999,24.521000000000001,-2.8999999999999915E-2,-1.699999999999946E-2,-3.1000000000002359E-2,"00:00:30",23.003,23.024999999999999,22.92,23.030999999999999,"00:00:30",23.149000000000001,23.128,22.954000000000001,23,"00:00:30",23.271999999999998,23.202000000000002,23.059000000000001,23.114000000000001,"00:00:30",23.29,23.198,23.053000000000001,23.013999999999999,"00:00:30",23.555,23.553000000000001,23.158000000000001,22.966999999999999,"00:00:30",23.532,23.407,23.234000000000002,23.15,"00:00:30",23.652000000000001,23.515999999999998,23.364999999999998,23.292000000000002,"00:00:30",23.699000000000002,23.577000000000002,23.416,23.32,"00:00:30",23.757000000000001,23.606000000000002,23.466000000000001,23.242000000000001,"00:00:30",23.832999999999998,23.678000000000001,23.530999999999999,23.298999999999999,"00:00:30",24.704000000000001,24.600999999999999,24.457000000000001,24.545000000000002,"00:00:30",24.960999999999999,24.806999999999999,24.715,24.501000000000001,"00:00:30",25.154,24.966000000000001,24.891999999999999,24.34,"00:00:30",25.664000000000001,25.16,25.233000000000001,24.106999999999999,"00:00:30",23.856000000000002,23.809000000000001,23.673999999999999,23.120999999999999,"00:00:30",23.907,23.838999999999999,23.713999999999999,23.149000000000001,"00:00:30",23.902000000000001,23.817,23.693999999999999,23.172999999999998,"00:00:30",24.064,23.984999999999999,23.931999999999999,23.199000000000002,"00:00:30",44.847999999999999,37.451999999999998,50.963000000000001,23.225999999999999,"00:00:30",24.268000000000001,24.138999999999999,24.068999999999999,23.297000000000001,"00:00:30",40.078000000000003,42.991999999999997,48.972999999999999,23.427,"00:00:30",24.425000000000001,24.329000000000001,24.276,24.029,"00:00:30",27.064,26.533999999999999,26.321000000000002,25.452999999999999,"00:00:30",25.669,25.64,25.396999999999998,24.925999999999998,"00:00:30",25.981999999999999,25.835000000000001,25.646999999999998,25.239000000000001,"00:00:30",25.507000000000001,25.382000000000001,25.242000000000001,24.962,"00:00:30",25.704000000000001,25.574999999999999,25.425000000000001,25.233000000000001,"00:00:30",26.393000000000001,26.132000000000001,25.878,25.212,"00:00:30",32.244999999999997,30.491,29.727,25.027999999999999,"00:00:30",31.471,29.959,29.242000000000001,25.198,"00:00:30",24.384,24.405999999999999,24.332999999999998,24.469000000000001,"00:00:30",61.914999999999999,55.191000000000003,46.682000000000002,24.414000000000001,"00:00:30",47.628999999999998,44.555,39.746000000000002,25.158000000000001,"00:00:30",53.722000000000001,53.433,44.563000000000002,26.061,"00:00:30",25.951000000000001,25.988,25.731000000000002,25.870999999999999,null,null,null,null,null,null,null,null,null,null,null,null,null,null,null,null,null,null,null,null,null,null,null,"00:00:30",26.033999999999999,25.96,25.658999999999999,25.721,"00:00:30",25.826000000000001,25.837,25.553000000000001,25.454000000000001,"00:00:30",25.501999999999999,25.530999999999999,25.280999999999999,25.225999999999999,"00:00:30",25.690999999999999,25.59,25.402000000000001,25.276,"00:00:30",25.661999999999999,25.591999999999999,25.338000000000001,25.254000000000001,"00:00:30",31.727,30.626999999999999,31.172999999999998,25.335000000000001,"00:00:30",55.874000000000002,50.649000000000001,52.088999999999999,26.059000000000001]
["00:00:31",24.545999999999999,24.561,24.465,24.55,"00:00:31",24.611999999999998,24.62,24.513000000000002,24.55,"00:00:31",24.623000000000001,24.61,24.492000000000001,24.446000000000002,"00:00:31",24.707000000000001,24.690999999999999,24.562000000000001,24.515999999999998,-2.8999999999999915E-2,-2.2999999999999687E-2,-3.8000000000000256E-2,"00:00:31",23.009,23.02,22.914000000000001,23.015000000000001,"00:00:31",23.145,23.126999999999999,22.957999999999998,22.998000000000001,"00:00:31",23.265000000000001,23.196999999999999,23.053999999999998,23.103000000000002,"00:00:31",23.295999999999999,23.204000000000001,23.064,23.021999999999998,"00:00:31",23.553999999999998,23.556000000000001,23.158000000000001,22.965,"00:00:31",23.524999999999999,23.411000000000001,23.231000000000002,23.157,"00:00:31",23.649000000000001,23.515999999999998,23.376000000000001,23.306000000000001,"00:00:31",23.713999999999999,23.585000000000001,23.419,23.327000000000002,"00:00:31",23.753,23.614000000000001,23.459,23.245999999999999,"00:00:31",23.837,23.686,23.545999999999999,23.303000000000001,"00:00:31",24.7,24.605,24.465,24.548999999999999,"00:00:31",25.123000000000001,24.957999999999998,24.881,24.486999999999998,"00:00:31",25.393000000000001,25.193999999999999,25.146999999999998,24.341000000000001,"00:00:31",25.649000000000001,25.134,25.225999999999999,24.103999999999999,"00:00:31",23.866,23.827000000000002,23.684999999999999,23.120999999999999,"00:00:31",23.916,23.841999999999999,23.719000000000001,23.152000000000001,"00:00:31",23.913,23.821000000000002,23.7,23.178999999999998,"00:00:31",24.181999999999999,24.14,24.135999999999999,23.198,"00:00:31",45.377000000000002,37.768999999999998,51.578000000000003,23.222000000000001,"00:00:31",24.27,24.134,24.073,23.29,"00:00:31",41.731999999999999,44.137999999999998,51.244999999999997,23.431000000000001,"00:00:31",24.428000000000001,24.335000000000001,24.283000000000001,24.042000000000002,"00:00:31",27.02,26.509,26.29,25.451000000000001,"00:00:31",25.677,25.655000000000001,25.405000000000001,24.937000000000001,"00:00:31",25.992999999999999,25.846,25.672999999999998,25.245999999999999,"00:00:31",25.507000000000001,25.388999999999999,25.234000000000002,24.959,"00:00:31",25.701000000000001,25.571999999999999,25.425000000000001,25.244,"00:00:31",26.518000000000001,26.228000000000002,25.966000000000001,25.216000000000001,"00:00:31",32.442,30.66,29.853000000000002,25.041,"00:00:31",31.914000000000001,30.291,29.532,25.22,"00:00:31",24.388999999999999,24.414000000000001,24.33,24.481000000000002,"00:00:31",63.62,56.692,47.82,24.506,"00:00:31",48.673000000000002,45.603000000000002,40.417999999999999,25.231999999999999,"00:00:31",56.250999999999998,55.872999999999998,46.145000000000003,26.157,"00:00:31",25.959,26.003,25.745999999999999,25.882000000000001,null,null,null,null,null,null,null,null,null,null,null,null,null,null,null,null,null,null,null,null,null,null,null,"00:00:31",26.045000000000002,25.971,25.67,25.728999999999999,"00:00:31",25.821999999999999,25.844000000000001,25.545999999999999,25.454000000000001,"00:00:31",25.504999999999999,25.530999999999999,25.288,25.228999999999999,"00:00:31",25.687999999999999,25.588000000000001,25.396999999999998,25.276,"00:00:31",25.657,25.594000000000001,25.337,25.26,"00:00:31",33.148000000000003,31.814,32.503,25.335000000000001,"00:00:31",60.759,54.752000000000002,56.061,26.17]
["00:00:32",24.547000000000001,24.576000000000001,24.48,24.558,"00:00:32",24.616,24.62,24.506,24.545999999999999,"00:00:32",24.63,24.606999999999999,24.495999999999999,24.437000000000001,"00:00:32",24.71,24.684000000000001,24.57,24.518000000000001,-3.5999999999997812E-2,-1.9999999999999574E-2,-3.0000000000001137E-2,"00:00:32",22.997,23.015000000000001,22.916,23.010999999999999,"00:00:32",23.14,23.125,22.957999999999998,22.998000000000001,"00:00:32",23.268999999999998,23.196000000000002,23.047000000000001,23.103999999999999,"00:00:32",23.295999999999999,23.202000000000002,23.059000000000001,23.021999999999998,"00:00:32",23.553999999999998,23.547999999999998,23.149000000000001,22.965,"00:00:32",23.529,23.404,23.231000000000002,23.146000000000001,"00:00:32",23.66,23.52,23.369,23.31,"00:00:32",23.696000000000002,23.585000000000001,23.42,23.335000000000001,"00:00:32",23.745999999999999,23.61,23.463000000000001,23.248999999999999,"00:00:32",23.84,23.678000000000001,23.535,23.295999999999999,"00:00:32",24.704000000000001,24.605,24.457999999999998,24.545999999999999,"00:00:32",25.33,25.138999999999999,25.102,24.491,"00:00:32",25.702000000000002,25.456,25.466999999999999,24.337,"00:00:32",25.626999999999999,25.111999999999998,25.215,24.111000000000001,"00:00:32",23.879000000000001,23.835999999999999,23.7,23.117000000000001,"00:00:32",23.911999999999999,23.835000000000001,23.716000000000001,23.143000000000001,"00:00:32",23.905999999999999,23.812000000000001,23.687000000000001,23.17,"00:00:32",24.356999999999999,24.364000000000001,24.402999999999999,23.196000000000002,"00:00:32",45.892000000000003,38.088000000000001,52.155999999999999,23.219000000000001,"00:00:32",24.274000000000001,24.138000000000002,24.073,23.292999999999999,"00:00:32",43.286000000000001,45.451999999999998,53.353000000000002,23.431000000000001,"00:00:32",24.425000000000001,24.331,24.283000000000001,24.042000000000002,"00:00:32",26.966999999999999,26.457999999999998,26.234999999999999,25.44,"00:00:32",25.672999999999998,25.643999999999998,25.405000000000001,24.934000000000001,"00:00:32",26.012,25.853000000000002,25.677,25.245999999999999,"00:00:32",25.513999999999999,25.396000000000001,25.245999999999999,24.97,"00:00:32",25.704000000000001,25.565000000000001,25.425000000000001,25.233000000000001,"00:00:32",26.794,26.419,26.164999999999999,25.216000000000001,"00:00:32",32.686,30.875,30.007999999999999,25.045000000000002,"00:00:32",32.32,30.614999999999998,29.79,25.22,"00:00:32",24.388999999999999,24.404,24.33,24.472999999999999,"00:00:32",66.944999999999993,59.218000000000004,50.061,24.547000000000001,"00:00:32",50.776000000000003,47.648000000000003,41.72,25.364999999999998,"00:00:32",57.488999999999997,57.091999999999999,46.905999999999999,26.183,"00:00:32",25.974,26.004000000000001,25.760999999999999,25.896999999999998,null,null,null,null,null,null,null,null,null,null,null,null,null,null,null,null,null,null,null,null,null,null,null,"00:00:32",26.088999999999999,26.001000000000001,25.702999999999999,25.731999999999999,"00:00:32",25.815000000000001,25.831,25.547999999999998,25.454000000000001,"00:00:32",25.5,25.521999999999998,25.283000000000001,25.231000000000002,"00:00:32",25.684000000000001,25.588000000000001,25.401,25.274999999999999,"00:00:32",25.661000000000001,25.597999999999999,25.344000000000001,25.266999999999999,"00:00:32",36.917000000000002,34.945999999999998,36.018999999999998,25.372,"00:00:32",65.423000000000002,58.640999999999998,59.777999999999999,26.312999999999999]
["00:00:33",24.547000000000001,24.576000000000001,24.472999999999999,24.553999999999998,"00:00:33",24.613,24.613,24.51,24.55,"00:00:33",24.625,24.606999999999999,24.495000000000001,24.443000000000001,"00:00:33",24.706,24.686,24.565999999999999,24.524000000000001,-3.399999999999892E-2,-2.4000000000000909E-2,-3.4000000000002473E-2,"00:00:33",22.998999999999999,23.013000000000002,22.91,23.007999999999999,"00:00:33",23.141999999999999,23.123999999999999,22.952999999999999,22.995000000000001,"00:00:33",23.263999999999999,23.193999999999999,23.048999999999999,23.1,"00:00:33",23.303999999999998,23.201000000000001,23.056999999999999,23.018999999999998,"00:00:33",23.541,23.536000000000001,23.131,22.962,"00:00:33",23.529,23.404,23.224,23.15,"00:00:33",23.655999999999999,23.524000000000001,23.376999999999999,23.306999999999999,"00:00:33",23.707000000000001,23.588999999999999,23.42,23.327999999999999,"00:00:33",23.75,23.61,23.466999999999999,23.253,"00:00:33",23.826000000000001,23.681999999999999,23.530999999999999,23.306999999999999,"00:00:33",24.693000000000001,24.597999999999999,24.457999999999998,24.545999999999999,"00:00:33",25.573,25.347999999999999,25.352,24.484000000000002,"00:00:33",26.067,25.757999999999999,25.831,24.349,"00:00:33",25.602,25.082999999999998,25.207999999999998,24.108000000000001,"00:00:33",23.888000000000002,23.855,23.725999999999999,23.123000000000001,"00:00:33",23.907,23.831,23.706,23.141999999999999,"00:00:33",23.896000000000001,23.81,23.687000000000001,23.172000000000001,"00:00:33",24.556999999999999,24.613,24.699000000000002,23.198,"00:00:33",46.372999999999998,38.401000000000003,52.731000000000002,23.219000000000001,"00:00:33",24.277999999999999,24.14,24.074999999999999,23.292999999999999,"00:00:33",44.756,46.671999999999997,55.344000000000001,23.428999999999998,"00:00:33",24.428999999999998,24.329000000000001,24.282,24.042000000000002,"00:00:33",26.922000000000001,26.436,26.2,25.423999999999999,"00:00:33",25.666,25.632999999999999,25.396999999999998,24.934000000000001,"00:00:33",26.023,25.872,25.684000000000001,25.239000000000001,"00:00:33",25.513999999999999,25.388999999999999,25.242000000000001,24.962,"00:00:33",25.693000000000001,25.564,25.425000000000001,25.236999999999998,"00:00:33",27.085000000000001,26.629000000000001,26.364000000000001,25.216000000000001,"00:00:33",32.847999999999999,31.01,30.11,25.05,"00:00:33",32.863,31.023,30.138000000000002,25.228000000000002,"00:00:33",24.385999999999999,24.396999999999998,24.331,24.47,"00:00:33",70.17,61.621000000000002,52.222000000000001,24.594999999999999,"00:00:33",52.872999999999998,49.776000000000003,42.966999999999999,25.512,"00:00:33",59.820999999999998,59.231999999999999,48.375,26.25,"00:00:33",25.975000000000001,26.018999999999998,25.768999999999998,25.901,null,null,null,null,null,null,null,null,null,null,null,null,null,null,null,null,null,null,null,null,null,null,null,"00:00:33",26.103999999999999,26.007999999999999,25.721,25.731999999999999,"00:00:33",25.803999999999998,25.832999999999998,25.535,25.451000000000001,"00:00:33",25.509,25.52,25.285,25.23,"00:00:33",25.68,25.585000000000001,25.396999999999998,25.279,"00:00:33",25.666,25.591000000000001,25.341000000000001,25.26,"00:00:33",39.262,36.841999999999999,38.18,25.39,"00:00:33",67.638999999999996,60.475000000000001,61.512999999999998,26.361000000000001]
["00:00:34",24.54,24.562000000000001,24.474,24.558,"00:00:34",24.62,24.62,24.513999999999999,24.55,"00:00:34",24.623999999999999,24.6,24.492999999999999,24.44,"00:00:34",24.71,24.695,24.568000000000001,24.521999999999998,-2.4999999999998579E-2,-1.9999999999999574E-2,-3.2000000000000028E-2,"00:00:34",22.998999999999999,23.015999999999998,22.907,23.012,"00:00:34",23.138999999999999,23.123999999999999,22.952999999999999,23.001000000000001,"00:00:34",23.265999999999998,23.189,23.047000000000001,23.094999999999999,"00:00:34",23.291,23.199000000000002,23.052,23.018999999999998,"00:00:34",23.538,23.527000000000001,23.131,22.963999999999999,"00:00:34",23.518000000000001,23.4,23.228000000000002,23.146999999999998,"00:00:34",23.657,23.524000000000001,23.376999999999999,23.306999999999999,"00:00:34",23.707000000000001,23.585999999999999,23.416,23.332000000000001,"00:00:34",23.731999999999999,23.603000000000002,23.456,23.245999999999999,"00:00:34",23.832999999999998,23.69,23.532,23.303999999999998,"00:00:34",24.704999999999998,24.602,24.465,24.553999999999998,"00:00:34",25.849,25.58,25.628,24.491,"00:00:34",26.45,26.074000000000002,26.202999999999999,24.349,"00:00:34",25.58,25.068000000000001,25.186,24.103999999999999,"00:00:34",23.905999999999999,23.876999999999999,23.745000000000001,23.126000000000001,"00:00:34",23.907,23.832000000000001,23.707999999999998,23.141999999999999,"00:00:34",23.908000000000001,23.818999999999999,23.704999999999998,23.163,"00:00:34",24.795999999999999,24.898,25.06,23.198,"00:00:34",46.83,38.768000000000001,53.26,23.225999999999999,"00:00:34",24.271999999999998,24.135999999999999,24.074999999999999,23.298999999999999,"00:00:34",46.155999999999999,47.750999999999998,57.171999999999997,23.425999999999998,"00:00:34",24.428999999999998,24.332999999999998,24.277999999999999,24.044,"00:00:34",26.873999999999999,26.393999999999998,26.169,25.414999999999999,"00:00:34",25.666,25.629000000000001,25.39,24.93,"00:00:34",26.047999999999998,25.887,25.71,25.254000000000001,"00:00:34",25.518000000000001,25.4,25.253,24.972999999999999,"00:00:34",25.693000000000001,25.565000000000001,25.420999999999999,25.23,"00:00:34",27.225000000000001,26.734999999999999,26.456,25.216000000000001,"00:00:34",33.017000000000003,31.140999999999998,30.216000000000001,25.074000000000002,"00:00:34",33.259,31.337,30.396999999999998,25.244,"00:00:34",24.379000000000001,24.398,24.317,24.463999999999999,"00:00:34",71.760000000000005,62.953000000000003,53.247,24.628,"00:00:34",53.898000000000003,50.615000000000002,43.558999999999997,25.545000000000002,"00:00:34",61.987000000000002,60.805999999999997,49.822000000000003,26.327999999999999,"00:00:34",25.983000000000001,26.007999999999999,25.777000000000001,25.908999999999999,null,null,null,null,null,null,null,null,null,null,null,null,null,null,null,null,null,null,null,null,null,null,null,"00:00:34",26.134,26.033999999999999,25.754999999999999,25.728999999999999,"00:00:34",25.800999999999998,25.818999999999999,25.527999999999999,25.446999999999999,"00:00:34",25.501999999999999,25.52,25.285,25.236999999999998,"00:00:34",25.677,25.581,25.396999999999998,25.276,"00:00:34",25.664000000000001,25.597999999999999,25.337,25.26,"00:00:34",40.835000000000001,38.11,39.597000000000001,25.405000000000001,"00:00:34",71.861000000000004,63.972999999999999,64.733999999999995,26.556000000000001]
["00:00:35",24.550999999999998,24.565999999999999,24.466999999999999,24.547999999999998,"00:00:35",24.609000000000002,24.609000000000002,24.503,24.54,"00:00:35",24.62,24.605,24.492999999999999,24.44,"00:00:35",24.71,24.69,24.571999999999999,24.527999999999999,-2.9999999999997584E-2,-1.9999999999999574E-2,-2.8000000000002245E-2,"00:00:35",23.007000000000001,23.024999999999999,22.92,23.015999999999998,"00:00:35",23.145,23.134,22.963999999999999,23.003,"00:00:35",23.268000000000001,23.190999999999999,23.048999999999999,23.099,"00:00:35",23.297000000000001,23.199000000000002,23.052,23.016999999999999,"00:00:35",23.536000000000001,23.524999999999999,23.123999999999999,22.963999999999999,"00:00:35",23.521999999999998,23.404,23.228000000000002,23.154,"00:00:35",23.652999999999999,23.524000000000001,23.381,23.311,"00:00:35",23.7,23.579000000000001,23.413,23.321000000000002,"00:00:35",23.747,23.6,23.456,23.25,"00:00:35",23.832999999999998,23.686,23.527999999999999,23.311,"00:00:35",24.704999999999998,24.602,24.47,24.562000000000001,"00:00:35",26.14,25.824000000000002,25.934000000000001,24.484000000000002,"00:00:35",26.844000000000001,26.399000000000001,26.597000000000001,24.346,"00:00:35",25.562000000000001,25.061,25.175000000000001,24.105,"00:00:35",23.916,23.885999999999999,23.757999999999999,23.128,"00:00:35",23.908999999999999,23.837,23.707999999999998,23.146999999999998,"00:00:35",23.939,23.86,23.759,23.172000000000001,"00:00:35",25.088999999999999,25.24,25.486000000000001,23.2,"00:00:35",47.276000000000003,39.082999999999998,53.747,23.234000000000002,"00:00:35",24.276,24.143999999999998,24.077000000000002,23.297000000000001,"00:00:35",47.460999999999999,48.639000000000003,58.850999999999999,23.428000000000001,"00:00:35",24.433,24.338999999999999,24.286000000000001,24.05,"00:00:35",26.835999999999999,26.361000000000001,26.141999999999999,25.41,"00:00:35",25.661999999999999,25.637,25.398,24.934000000000001,"00:00:35",26.056000000000001,25.893999999999998,25.706,25.242999999999999,"00:00:35",25.521999999999998,25.404,25.257000000000001,24.974,"00:00:35",25.701000000000001,25.565000000000001,25.425000000000001,25.236999999999998,"00:00:35",27.518999999999998,26.956,26.666,25.222999999999999,"00:00:35",33.228999999999999,31.315999999999999,30.350999999999999,25.074000000000002,"00:00:35",33.636000000000003,31.635000000000002,30.634,25.242000000000001,"00:00:35",24.367999999999999,24.398,24.321000000000002,24.46,"00:00:35",74.884,65.474000000000004,55.308,24.635999999999999,"00:00:35",55.814,52.274999999999999,44.701000000000001,25.63,"00:00:35",63.003999999999998,61.503,50.527000000000001,26.431000000000001,"00:00:35",25.983000000000001,26.02,25.783999999999999,25.928000000000001,null,null,null,null,null,null,null,null,null,null,null,null,null,null,null,null,null,null,null,null,null,null,null,"00:00:35",26.170999999999999,26.053000000000001,25.773,25.725000000000001,"00:00:35",25.800999999999998,25.821000000000002,25.532,25.46,"00:00:35",25.509,25.518999999999998,25.286999999999999,25.225999999999999,"00:00:35",25.677,25.577999999999999,25.396999999999998,25.279,"00:00:35",25.661000000000001,25.591000000000001,25.332999999999998,25.26,"00:00:35",44.664000000000001,41.161000000000001,43.027000000000001,25.597999999999999,"00:00:35",75.814999999999998,67.168999999999997,67.811000000000007,26.88]
["00:00:36",24.541,24.565999999999999,24.478000000000002,24.559000000000001,"00:00:36",24.620999999999999,24.620999999999999,24.504999999999999,24.550999999999998,"00:00:36",24.62,24.602,24.492000000000001,24.431000000000001,"00:00:36",24.718,24.693999999999999,24.577999999999999,24.533999999999999,-2.5999999999999801E-2,-1.2000000000000455E-2,-2.2000000000002018E-2,"00:00:36",23.009,23.024999999999999,22.913,23.012,"00:00:36",23.143000000000001,23.123000000000001,22.95,23.001999999999999,"00:00:36",23.266999999999999,23.196999999999999,23.048999999999999,23.103000000000002,"00:00:36",23.292999999999999,23.2,23.053999999999998,23.016999999999999,"00:00:36",23.533000000000001,23.526,23.119,22.966000000000001,"00:00:36",23.521999999999998,23.401,23.239000000000001,23.154,"00:00:36",23.649000000000001,23.527999999999999,23.373999999999999,23.315000000000001,"00:00:36",23.693000000000001,23.574999999999999,23.413,23.324999999999999,"00:00:36",23.747,23.606999999999999,23.463000000000001,23.265000000000001,"00:00:36",23.834,23.678999999999998,23.536000000000001,23.3,"00:00:36",24.709,24.61,24.463000000000001,24.562000000000001,"00:00:36",26.457000000000001,26.074000000000002,26.242999999999999,24.484999999999999,"00:00:36",27.251999999999999,26.736999999999998,26.998000000000001,24.341999999999999,"00:00:36",25.562000000000001,25.047000000000001,25.167999999999999,24.108000000000001,"00:00:36",23.927,23.901,23.771999999999998,23.120999999999999,"00:00:36",23.902000000000001,23.827999999999999,23.707999999999998,23.14,"00:00:36",23.983000000000001,23.919,23.831,23.172000000000001,"00:00:36",25.439,25.645,26.007000000000001,23.2,"00:00:36",47.709000000000003,39.334000000000003,54.218000000000004,23.228000000000002,"00:00:36",24.282,24.146999999999998,24.076000000000001,23.297999999999998,"00:00:36",48.683,49.502000000000002,60.411999999999999,23.423999999999999,"00:00:36",24.428999999999998,24.332000000000001,24.28,24.052,"00:00:36",26.805,26.341000000000001,26.113,25.407,"00:00:36",25.67,25.648,25.408999999999999,24.937999999999999,"00:00:36",26.074000000000002,25.901,25.713999999999999,25.245999999999999,"00:00:36",25.524999999999999,25.404,25.263999999999999,24.981000000000002,"00:00:36",25.701000000000001,25.571999999999999,25.425000000000001,25.241,"00:00:36",27.806000000000001,27.161999999999999,26.872,25.231000000000002,"00:00:36",33.372999999999998,31.433,30.445,25.094000000000001,"00:00:36",34.119999999999997,31.952000000000002,30.920999999999999,25.234999999999999,"00:00:36",24.38,24.399000000000001,24.321000000000002,24.468,"00:00:36",77.875,67.754000000000005,57.241999999999997,24.937999999999999,"00:00:36",57.570999999999998,53.92,45.789000000000001,25.574999999999999,"00:00:36",64.960999999999999,62.817,51.819000000000003,26.542000000000002,"00:00:36",26.009,26.035,25.798999999999999,25.943000000000001,null,null,null,null,null,null,null,null,null,null,null,null,null,null,null,null,null,null,null,null,null,null,null,"00:00:36",26.170999999999999,26.06,25.780999999999999,25.725000000000001,"00:00:36",25.792999999999999,25.812000000000001,25.518000000000001,25.454999999999998,"00:00:36",25.506,25.513000000000002,25.289000000000001,25.225999999999999,"00:00:36",25.666,25.58,25.39,25.268999999999998,"00:00:36",25.655000000000001,25.584,25.332000000000001,25.26,"00:00:36",46.905000000000001,42.902000000000001,44.997999999999998,25.702999999999999,"00:00:36",77.706999999999994,68.683999999999997,69.204999999999998,26.913]
["00:00:37",24.545000000000002,24.56,24.468,24.556000000000001,"00:00:37",24.620999999999999,24.623000000000001,24.509,24.544,"00:00:37",24.619,24.602,24.495999999999999,24.439,"00:00:37",24.712,24.693999999999999,24.573,24.527999999999999,-2.5999999999999801E-2,-1.8000000000000682E-2,-2.7000000000001023E-2,"00:00:37",23.009,23.026,22.914999999999999,23.015999999999998,"00:00:37",23.14,23.125,22.956,23.004000000000001,"00:00:37",23.266999999999999,23.195,23.050999999999998,23.106999999999999,"00:00:37",23.300999999999998,23.202999999999999,23.062000000000001,23.018000000000001,"00:00:37",23.530999999999999,23.516999999999999,23.11,22.963000000000001,"00:00:37",23.53,23.408000000000001,23.239000000000001,23.158000000000001,"00:00:37",23.65,23.513999999999999,23.373999999999999,23.308,"00:00:37",23.693000000000001,23.579000000000001,23.414000000000001,23.321999999999999,"00:00:37",23.751000000000001,23.603999999999999,23.463999999999999,23.257999999999999,"00:00:37",23.838000000000001,23.678999999999998,23.527999999999999,23.3,"00:00:37",24.702000000000002,24.603000000000002,24.463000000000001,24.547000000000001,"00:00:37",26.759,26.321000000000002,26.553000000000001,24.477,"00:00:37",27.657,27.058,27.396000000000001,24.341999999999999,"00:00:37",25.536000000000001,25.04,25.157,24.109000000000002,"00:00:37",23.943999999999999,23.920999999999999,23.791,23.123000000000001,"00:00:37",23.902000000000001,23.832000000000001,23.707000000000001,23.143999999999998,"00:00:37",24.039000000000001,23.992999999999999,23.925999999999998,23.169,"00:00:37",25.850999999999999,26.117999999999999,26.603000000000002,23.202000000000002,"00:00:37",48.107999999999997,39.491,54.655000000000001,23.228999999999999,"00:00:37",24.28,24.149000000000001,24.081,23.297999999999998,"00:00:37",49.83,50.366999999999997,61.856999999999999,23.431000000000001,"00:00:37",24.428000000000001,24.338000000000001,24.286000000000001,24.050999999999998,"00:00:37",26.774000000000001,26.324999999999999,26.082000000000001,25.396000000000001,"00:00:37",25.673999999999999,25.637,25.398,24.931000000000001,"00:00:37",26.077999999999999,25.905000000000001,25.721,25.247,"00:00:37",25.526,25.408000000000001,25.268000000000001,24.984999999999999,"00:00:37",25.696999999999999,25.571999999999999,25.425000000000001,25.236999999999998,"00:00:37",27.957000000000001,27.265000000000001,26.975000000000001,25.222999999999999,"00:00:37",33.524000000000001,31.574999999999999,30.544,25.122,"00:00:37",34.457000000000001,32.246000000000002,31.132999999999999,25.234999999999999,"00:00:37",24.388000000000002,24.402999999999999,24.332999999999998,24.472999999999999,"00:00:37",79.293999999999997,68.680999999999997,58.223999999999997,25.067,"00:00:37",58.405000000000001,54.523000000000003,46.307000000000002,25.579000000000001,"00:00:37",66.811000000000007,64.093000000000004,53.01,26.66,"00:00:37",26.068999999999999,26.091000000000001,25.855,25.951000000000001,null,null,null,null,null,null,null,null,null,null,null,null,null,null,null,null,null,null,null,null,null,null,null,"00:00:37",26.207000000000001,26.085999999999999,25.81,25.713999999999999,"00:00:37",25.779,25.800999999999998,25.518000000000001,25.448,"00:00:37",25.506,25.521000000000001,25.292999999999999,25.23,"00:00:37",25.658999999999999,25.574000000000002,25.382999999999999,25.257999999999999,"00:00:37",25.667999999999999,25.602,25.344999999999999,25.271000000000001,"00:00:37",48.369,44.008000000000003,46.241,25.733000000000001,"00:00:37",81.111999999999995,71.617000000000004,71.742999999999995,26.957999999999998]
["00:00:38",24.548999999999999,24.564,24.475000000000001,24.553000000000001,"00:00:38",24.620999999999999,24.61,24.507000000000001,24.536999999999999,"00:00:38",24.617000000000001,24.602,24.498000000000001,24.440999999999999,"00:00:38",24.724,24.698,24.58,24.538,-2.1999999999998465E-2,-6.0000000000002274E-3,-2.0000000000003126E-2,"00:00:38",23.015000000000001,23.032,22.916,23.016999999999999,"00:00:38",23.146000000000001,23.131,22.965,22.997,"00:00:38",23.266999999999999,23.19,23.045999999999999,23.103000000000002,"00:00:38",23.312000000000001,23.218,23.073,23.027000000000001,"00:00:38",23.526,23.510999999999999,23.11,22.965,"00:00:38",23.518999999999998,23.401,23.228000000000002,23.143999999999998,"00:00:38",23.654,23.51,23.378,23.318999999999999,"00:00:38",23.696999999999999,23.576000000000001,23.420999999999999,23.324999999999999,"00:00:38",23.744,23.603999999999999,23.463999999999999,23.265000000000001,"00:00:38",23.827000000000002,23.667999999999999,23.536000000000001,23.308,"00:00:38",24.695,24.591999999999999,24.459,24.544,"00:00:38",27.079000000000001,26.585999999999999,26.861999999999998,24.474,"00:00:38",28.065999999999999,27.385000000000002,27.794,24.35,"00:00:38",25.54,25.04,25.15,24.100999999999999,"00:00:38",23.946999999999999,23.922999999999998,23.797999999999998,23.120999999999999,"00:00:38",23.9,23.832000000000001,23.704999999999998,23.146999999999998,"00:00:38",24.126999999999999,24.103000000000002,24.062999999999999,23.169,"00:00:38",26.286999999999999,26.603000000000002,27.227,23.2,"00:00:38",48.481999999999999,39.584000000000003,55.064999999999998,23.222999999999999,"00:00:38",24.276,24.141999999999999,24.071999999999999,23.289000000000001,"00:00:38",50.901000000000003,51.384999999999998,63.156999999999996,23.439,"00:00:38",24.425999999999998,24.338000000000001,24.279,24.048999999999999,"00:00:38",26.73,26.297000000000001,26.048999999999999,25.385000000000002,"00:00:38",25.667000000000002,25.643999999999998,25.402000000000001,24.927,"00:00:38",26.085000000000001,25.905000000000001,25.716999999999999,25.234999999999999,"00:00:38",25.533000000000001,25.419,25.271999999999998,24.984999999999999,"00:00:38",25.719000000000001,25.579000000000001,25.428000000000001,25.222000000000001,"00:00:38",28.24,27.46,27.158999999999999,25.234000000000002,"00:00:38",33.698999999999998,31.745999999999999,30.66,25.114999999999998,"00:00:38",34.776000000000003,32.517000000000003,31.337,25.239000000000001,"00:00:38",24.37,24.391999999999999,24.318000000000001,24.462,"00:00:38",82.150999999999996,70.463999999999999,60.372,25.31,"00:00:38",60.054000000000002,55.698999999999998,47.293999999999997,25.678999999999998,"00:00:38",67.626000000000005,64.584999999999994,53.576999999999998,26.707999999999998,"00:00:38",26.393000000000001,26.347999999999999,26.013999999999999,25.951000000000001,null,null,null,null,null,null,null,null,null,null,null,null,null,null,null,null,null,null,null,null,null,null,null,"00:00:38",26.236999999999998,26.105,25.835999999999999,25.710999999999999,"00:00:38",25.777000000000001,25.795999999999999,25.510999999999999,25.443000000000001,"00:00:38",25.515000000000001,25.518999999999998,25.295000000000002,25.236000000000001,"00:00:38",25.666,25.574000000000002,25.382999999999999,25.260999999999999,"00:00:38",25.664999999999999,25.597999999999999,25.344999999999999,25.266999999999999,"00:00:38",51.856999999999999,46.576000000000001,49.149000000000001,25.867000000000001,"00:00:38",84.103999999999999,74.257999999999996,74.117999999999995,27.116]
["00:00:39",24.548999999999999,24.56,24.475999999999999,24.553000000000001,"00:00:39",24.614000000000001,24.622,24.504000000000001,24.547999999999998,"00:00:39",24.623000000000001,24.603000000000002,24.494,24.440999999999999,"00:00:39",24.725999999999999,24.702000000000002,24.582000000000001,24.542000000000002,-1.7999999999997129E-2,-4.0000000000013358E-3,-1.8000000000000682E-2,"00:00:39",23.013000000000002,23.033999999999999,22.914000000000001,23.012,"00:00:39",23.146000000000001,23.128,22.957999999999998,23.001000000000001,"00:00:39",23.266999999999999,23.199000000000002,23.047999999999998,23.103999999999999,"00:00:39",23.344999999999999,23.244,23.081,23.024999999999999,"00:00:39",23.527999999999999,23.512,23.114000000000001,22.975999999999999,"00:00:39",23.518999999999998,23.401,23.228000000000002,23.146999999999998,"00:00:39",23.65,23.518000000000001,23.373999999999999,23.312000000000001,"00:00:39",23.696999999999999,23.571999999999999,23.417999999999999,23.332999999999998,"00:00:39",23.744,23.597000000000001,23.46,23.262,"00:00:39",23.827000000000002,23.68,23.529,23.300999999999998,"00:00:39",24.699000000000002,24.599,24.463000000000001,24.559000000000001,"00:00:39",27.388000000000002,26.84,27.186,24.481999999999999,"00:00:39",28.475000000000001,27.716999999999999,28.187999999999999,24.35,"00:00:39",25.521999999999998,25.024999999999999,25.125,24.097999999999999,"00:00:39",23.966000000000001,23.946000000000002,23.821000000000002,23.131,"00:00:39",23.904,23.832000000000001,23.707000000000001,23.151,"00:00:39",24.241,24.248999999999999,24.231999999999999,23.172000000000001,"00:00:39",26.754000000000001,27.106000000000002,27.867000000000001,23.204000000000001,"00:00:39",48.847999999999999,39.688000000000002,55.454000000000001,23.227,"00:00:39",24.273,24.138999999999999,24.071999999999999,23.29,"00:00:39",51.887999999999998,52.408999999999999,64.332999999999998,23.439,"00:00:39",24.422999999999998,24.335999999999999,24.277000000000001,24.047000000000001,"00:00:39",26.695,26.279,26.024999999999999,25.378,"00:00:39",25.655999999999999,25.634,25.398,24.927,"00:00:39",26.096,25.927,25.728000000000002,25.247,"00:00:39",25.536999999999999,25.419,25.276,24.989000000000001,"00:00:39",25.745000000000001,25.600999999999999,25.45,25.23,"00:00:39",28.504999999999999,27.640999999999998,27.335000000000001,25.245000000000001,"00:00:39",33.828000000000003,31.818999999999999,30.733000000000001,25.109000000000002,"00:00:39",35.191000000000003,32.866999999999997,31.603000000000002,25.253,"00:00:39",24.370999999999999,24.396000000000001,24.323,24.459,"00:00:39",85.001999999999995,72.367000000000004,62.540999999999997,25.763000000000002,"00:00:39",61.597999999999999,56.414000000000001,48.244,25.641999999999999,"00:00:39",69.180999999999997,65.756,54.631,26.65,"00:00:39",27.692,27.382999999999999,26.757000000000001,25.954999999999998,null,null,null,null,null,null,null,null,null,null,null,null,null,null,null,null,null,null,null,null,null,null,null,"00:00:39",26.245000000000001,26.108000000000001,25.855,25.7,"00:00:39",25.776,25.783000000000001,25.503,25.440999999999999,"00:00:39",25.527999999999999,25.527999999999999,25.303999999999998,25.241,"00:00:39",25.664000000000001,25.577999999999999,25.385999999999999,25.247,"00:00:39",25.661000000000001,25.591000000000001,25.338999999999999,25.262,"00:00:39",53.84,48.031999999999996,50.768999999999998,25.978999999999999,"00:00:39",85.456999999999994,75.45,75.317999999999998,27.266999999999999]
["00:00:40",24.545999999999999,24.568000000000001,24.475999999999999,24.564,"00:00:40",24.611000000000001,24.611000000000001,24.507999999999999,24.547999999999998,"00:00:40",24.622,24.605,24.495000000000001,24.445,"00:00:40",24.733000000000001,24.707000000000001,24.59,24.54,-1.2999999999998124E-2,3.0000000000001137E-3,-1.0000000000001563E-2,"00:00:40",23.01,23.036000000000001,22.916,23.006,"00:00:40",23.143999999999998,23.128,22.954999999999998,23.004999999999999,"00:00:40",23.262,23.184999999999999,23.047000000000001,23.096,"00:00:40",23.361999999999998,23.27,23.103000000000002,23.021999999999998,"00:00:40",23.527000000000001,23.51,23.111000000000001,22.972999999999999,"00:00:40",23.518999999999998,23.401,23.236000000000001,23.151,"00:00:40",23.65,23.518000000000001,23.378,23.318999999999999,"00:00:40",23.701000000000001,23.58,23.417999999999999,23.337,"00:00:40",23.754999999999999,23.614999999999998,23.472000000000001,23.268999999999998,"00:00:40",23.827000000000002,23.672000000000001,23.536000000000001,23.312000000000001,"00:00:40",24.692,24.6,24.463999999999999,24.556000000000001,"00:00:40",27.72,27.12,27.513999999999999,24.489000000000001,"00:00:40",28.864999999999998,28.041,28.574000000000002,24.343,"00:00:40",25.510999999999999,25.021999999999998,25.11,24.094000000000001,"00:00:40",23.977,23.957000000000001,23.827999999999999,23.122,"00:00:40",23.898,23.827999999999999,23.702999999999999,23.146000000000001,"00:00:40",24.367999999999999,24.407,24.428999999999998,23.173999999999999,"00:00:40",27.224,27.59,28.486999999999998,23.2,"00:00:40",49.185000000000002,39.796999999999997,55.802999999999997,23.222999999999999,"00:00:40",24.271000000000001,24.137,24.067,23.291,"00:00:40",52.823,53.328000000000003,65.388000000000005,23.437000000000001,"00:00:40",24.420999999999999,24.332999999999998,24.27,24.045999999999999,"00:00:40",26.675000000000001,26.257000000000001,26.013000000000002,25.364999999999998,"00:00:40",25.658999999999999,25.623000000000001,25.395,24.908999999999999,"00:00:40",26.103999999999999,25.931000000000001,25.736000000000001,25.236000000000001,"00:00:40",25.544,25.419,25.276,24.984999999999999,"00:00:40",25.821999999999999,25.670999999999999,25.498000000000001,25.233000000000001,"00:00:40",28.626999999999999,27.733000000000001,27.427,25.245000000000001,"00:00:40",33.947000000000003,31.899000000000001,30.812999999999999,25.103999999999999,"00:00:40",35.488,33.093000000000004,31.777999999999999,25.263999999999999,"00:00:40",24.706,24.603000000000002,24.445,24.456,"00:00:40",86.46,72.926000000000002,63.45,25.888000000000002,"00:00:40",62.348999999999997,56.835999999999999,48.679000000000002,25.646000000000001,"00:00:40",70.784999999999997,67.3,55.7,26.823,"00:00:40",29.536000000000001,28.866,27.986999999999998,25.97,null,null,null,null,null,null,null,null,null,null,null,null,null,null,null,null,null,null,null,null,null,null,null,"00:00:40",26.277999999999999,26.141999999999999,25.884,25.707000000000001,"00:00:40",25.765000000000001,25.776,25.495999999999999,25.440999999999999,"00:00:40",25.521000000000001,25.516999999999999,25.292999999999999,25.238,"00:00:40",25.661999999999999,25.574000000000002,25.39,25.247,"00:00:40",25.658000000000001,25.584,25.33,25.253,"00:00:40",55.095999999999997,48.953000000000003,51.776000000000003,26.035,"00:00:40",87.935000000000002,77.656999999999996,77.552999999999997,27.491]
["00:00:41",24.556999999999999,24.576000000000001,24.486999999999998,24.561,"00:00:41",24.617999999999999,24.614999999999998,24.501000000000001,24.545000000000002,"00:00:41",24.632999999999999,24.611999999999998,24.501999999999999,24.452000000000002,"00:00:41",24.733000000000001,24.707999999999998,24.585999999999999,24.547999999999998,-1.2000000000000455E-2,3.0000000000001137E-3,-1.4000000000002899E-2,"00:00:41",23.007000000000001,23.024999999999999,22.905000000000001,23.003,"00:00:41",23.140999999999998,23.120999999999999,22.952999999999999,23.007000000000001,"00:00:41",23.265999999999998,23.190999999999999,23.048999999999999,23.103999999999999,"00:00:41",23.402999999999999,23.309000000000001,23.123000000000001,23.026,"00:00:41",23.521999999999998,23.503,23.1,22.972000000000001,"00:00:41",23.518999999999998,23.402000000000001,23.236000000000001,23.158999999999999,"00:00:41",23.651,23.521999999999998,23.375,23.323,"00:00:41",23.709,23.584,23.425000000000001,23.337,"00:00:41",23.736999999999998,23.600999999999999,23.465,23.262,"00:00:41",23.827000000000002,23.675999999999998,23.533000000000001,23.305,"00:00:41",24.71,24.6,24.478999999999999,24.547999999999998,"00:00:41",28.021999999999998,27.367000000000001,27.823,24.475000000000001,"00:00:41",29.265999999999998,28.372,28.952999999999999,24.353999999999999,"00:00:41",25.504000000000001,25.015000000000001,25.091999999999999,24.106000000000002,"00:00:41",23.978999999999999,23.96,23.834,23.114000000000001,"00:00:41",23.902000000000001,23.827999999999999,23.707000000000001,23.148,"00:00:41",24.527000000000001,24.597000000000001,24.65,23.178000000000001,"00:00:41",27.684999999999999,28.035,29.096,23.202000000000002,"00:00:41",49.482999999999997,39.911000000000001,56.116999999999997,23.216000000000001,"00:00:41",24.271000000000001,24.140999999999998,24.073,23.286999999999999,"00:00:41",53.706000000000003,54.036999999999999,66.346999999999994,23.431000000000001,"00:00:41",24.416,24.327000000000002,24.27,24.042000000000002,"00:00:41",26.643999999999998,26.23,25.984000000000002,25.350999999999999,"00:00:41",25.649000000000001,25.619,25.38,24.908999999999999,"00:00:41",26.114999999999998,25.931000000000001,25.736000000000001,25.234999999999999,"00:00:41",25.552,25.422999999999998,25.276,24.992000000000001,"00:00:41",25.907,25.741,25.55,25.241,"00:00:41",28.876999999999999,27.902000000000001,27.588999999999999,25.26,"00:00:41",34.103000000000002,32.008000000000003,30.914999999999999,25.108000000000001,"00:00:41",35.767000000000003,33.319000000000003,31.952000000000002,25.271999999999998,"00:00:41",25.163,24.905000000000001,24.648,24.466999999999999,"00:00:41",89.372,75.031999999999996,65.034000000000006,26.061,"00:00:41",63.731999999999999,57.472000000000001,49.521000000000001,25.934000000000001,"00:00:41",71.569999999999993,67.968000000000004,56.212000000000003,26.831,"00:00:41",30.593,29.763999999999999,28.745000000000001,25.978000000000002,null,null,null,null,null,null,null,null,null,null,null,null,null,null,null,null,null,null,null,null,null,null,null,"00:00:41",26.303999999999998,26.155999999999999,25.895,25.689,"00:00:41",25.765000000000001,25.774000000000001,25.491,25.436,"00:00:41",25.53,25.523,25.302,25.245000000000001,"00:00:41",25.658999999999999,25.574000000000002,25.385999999999999,25.236000000000001,"00:00:41",25.654,25.588000000000001,25.33,25.26,"00:00:41",58.006,51.094000000000001,54.1,26.271999999999998,"00:00:41",90.308999999999997,79.495000000000005,79.584000000000003,27.501999999999999]
["00:00:42",24.55,24.571999999999999,24.48,24.565000000000001,"00:00:42",24.61,24.608000000000001,24.494,24.53,"00:00:42",24.631,24.617999999999999,24.51,24.449000000000002,"00:00:42",24.728000000000002,24.704000000000001,24.588000000000001,24.535,-1.5999999999998238E-2,-1.9999999999988916E-3,-1.2000000000000455E-2,"00:00:42",23.004999999999999,23.024999999999999,22.908000000000001,22.994,"00:00:42",23.143000000000001,23.125,22.954000000000001,23.004999999999999,"00:00:42",23.263000000000002,23.189,23.042000000000002,23.094999999999999,"00:00:42",23.446999999999999,23.356999999999999,23.157,23.024000000000001,"00:00:42",23.521999999999998,23.498000000000001,23.094999999999999,22.977,"00:00:42",23.527000000000001,23.405000000000001,23.228999999999999,23.148,"00:00:42",23.666,23.533000000000001,23.382000000000001,23.331,"00:00:42",23.704999999999998,23.588000000000001,23.422000000000001,23.334,"00:00:42",23.751999999999999,23.603999999999999,23.457000000000001,23.265999999999998,"00:00:42",23.815999999999999,23.669,23.533000000000001,23.300999999999998,"00:00:42",24.780999999999999,24.678000000000001,24.564,24.553000000000001,"00:00:42",28.331,27.623999999999999,28.120999999999999,24.478999999999999,"00:00:42",29.645,28.684999999999999,29.321999999999999,24.361999999999998,"00:00:42",25.489000000000001,25.010999999999999,25.077000000000002,24.113,"00:00:42",23.988,23.966000000000001,23.844999999999999,23.114000000000001,"00:00:42",23.902000000000001,23.83,23.704999999999998,23.15,"00:00:42",24.696000000000002,24.798999999999999,24.908000000000001,23.170999999999999,"00:00:42",28.135999999999999,28.466000000000001,29.678000000000001,23.201000000000001,"00:00:42",49.762,40.024999999999999,56.417999999999999,23.22,"00:00:42",24.283000000000001,24.146000000000001,24.071000000000002,23.292999999999999,"00:00:42",54.524000000000001,54.491,67.212999999999994,23.433,"00:00:42",24.422999999999998,24.327999999999999,24.266999999999999,24.042000000000002,"00:00:42",26.617999999999999,26.213999999999999,25.971,25.338000000000001,"00:00:42",25.645,25.619,25.376000000000001,24.905999999999999,"00:00:42",26.137,25.957000000000001,25.773,25.254000000000001,"00:00:42",25.552,25.427,25.29,25,"00:00:42",25.962,25.782,25.611999999999998,25.241,"00:00:42",29.116,28.068000000000001,27.751000000000001,25.263999999999999,"00:00:42",34.213000000000001,32.085000000000001,30.992000000000001,25.102,"00:00:42",36.119999999999997,33.616999999999997,32.177999999999997,25.271999999999998,"00:00:42",26.355,25.704000000000001,25.285,24.460999999999999,"00:00:42",92.534999999999997,78.396000000000001,66.573999999999998,26.378,"00:00:42",64.826999999999998,58.143000000000001,50.292000000000002,26,"00:00:42",73.05,69.122,57.194000000000003,26.846,"00:00:42",32.944000000000003,31.88,30.474,25.981999999999999,null,null,null,null,null,null,null,null,null,null,null,null,null,null,null,null,null,null,null,null,null,null,null,"00:00:42",26.315000000000001,26.16,25.91,25.673999999999999,"00:00:42",25.765000000000001,25.776,25.484999999999999,25.434000000000001,"00:00:42",25.536000000000001,25.532,25.3,25.248999999999999,"00:00:42",25.652000000000001,25.567,25.376000000000001,25.236000000000001,"00:00:42",25.649000000000001,25.574999999999999,25.327000000000002,25.259,"00:00:42",59.646000000000001,52.26,55.417000000000002,26.516999999999999,"00:00:42",91.424999999999997,80.451999999999998,80.555999999999997,27.565000000000001]
["00:00:43",24.553999999999998,24.576000000000001,24.472999999999999,24.558,"00:00:43",24.61,24.61,24.507000000000001,24.542000000000002,"00:00:43",24.632999999999999,24.613,24.506,24.457999999999998,"00:00:43",24.722999999999999,24.696999999999999,24.576000000000001,24.530999999999999,-2.2999999999999687E-2,-7.0000000000014495E-3,-2.4000000000000909E-2,"00:00:43",23.007000000000001,23.027000000000001,22.904,22.994,"00:00:43",23.143999999999998,23.126999999999999,22.95,23.009,"00:00:43",23.259,23.184000000000001,23.038,23.094999999999999,"00:00:43",23.495000000000001,23.402999999999999,23.184000000000001,23.023,"00:00:43",23.515000000000001,23.486999999999998,23.091999999999999,22.975999999999999,"00:00:43",23.527000000000001,23.408999999999999,23.233000000000001,23.143999999999998,"00:00:43",23.661999999999999,23.526,23.379000000000001,23.331,"00:00:43",23.698,23.577000000000002,23.411000000000001,23.334,"00:00:43",23.748000000000001,23.611999999999998,23.465,23.273,"00:00:43",23.827000000000002,23.677,23.536999999999999,23.32,"00:00:43",24.91,24.798999999999999,24.715,24.553000000000001,"00:00:43",28.64,27.878,28.427,24.483000000000001,"00:00:43",30.01,28.991,29.678999999999998,24.359000000000002,"00:00:43",25.478000000000002,25.018999999999998,25.07,24.11,"00:00:43",23.995999999999999,23.972000000000001,23.86,23.117999999999999,"00:00:43",23.911000000000001,23.841000000000001,23.713000000000001,23.164000000000001,"00:00:43",24.925999999999998,25.068000000000001,25.234999999999999,23.166,"00:00:43",28.571999999999999,28.876000000000001,30.22,23.206,"00:00:43",50.023000000000003,40.118000000000002,56.691000000000003,23.22,"00:00:43",24.280999999999999,24.140999999999998,24.073,23.289000000000001,"00:00:43",55.314,54.832000000000001,68.022000000000006,23.433,"00:00:43",24.42,24.337,24.273,24.047999999999998,"00:00:43",26.585999999999999,26.192,25.945,25.311,"00:00:43",25.652999999999999,25.619,25.384,24.913,"00:00:43",26.155000000000001,25.968,25.78,25.247,"00:00:43",25.559000000000001,25.440999999999999,25.294,25,"00:00:43",26.082999999999998,25.888000000000002,25.69,25.233000000000001,"00:00:43",29.23,28.149000000000001,27.824999999999999,25.263999999999999,"00:00:43",34.314999999999998,32.164999999999999,31.065000000000001,25.1,"00:00:43",36.366,33.841000000000001,32.340000000000003,25.279,"00:00:43",27.552,26.513999999999999,26.050999999999998,24.460999999999999,"00:00:43",94.078999999999994,79.17,67.311000000000007,26.488,"00:00:43",65.334000000000003,58.543999999999997,50.664000000000001,26.103000000000002,"00:00:43",74.429000000000002,70.162999999999997,58.103999999999999,27.071000000000002,"00:00:43",35.6,34.46,32.43,25.997,null,null,null,null,null,null,null,null,null,null,null,null,null,null,null,null,null,null,null,null,null,null,null,"00:00:43",26.347999999999999,26.186,25.94,25.678000000000001,"00:00:43",25.765000000000001,25.776,25.489000000000001,25.437999999999999,"00:00:43",25.542999999999999,25.527999999999999,25.311,25.256,"00:00:43",25.655000000000001,25.562999999999999,25.382999999999999,25.25,"00:00:43",25.651,25.573,25.323,25.260999999999999,"00:00:43",60.680999999999997,53.01,56.222000000000001,26.579000000000001,"00:00:43",93.39,82.222999999999999,82.33,27.675999999999998]
["00:00:44",24.550999999999998,24.573,24.477,24.547000000000001,"00:00:44",24.611999999999998,24.608000000000001,24.501999999999999,24.538,"00:00:44",24.637,24.622,24.518000000000001,24.466000000000001,"00:00:44",24.719000000000001,24.692,24.576000000000001,24.533999999999999,-2.7999999999998693E-2,-1.0999999999999233E-2,-2.4000000000000909E-2,"00:00:44",23.007999999999999,23.03,22.905999999999999,22.991,"00:00:44",23.141999999999999,23.129000000000001,22.956,23.010999999999999,"00:00:44",23.251999999999999,23.18,23.035,23.091999999999999,"00:00:44",23.532,23.446000000000002,23.21,23.023,"00:00:44",23.507999999999999,23.489000000000001,23.096,22.978000000000002,"00:00:44",23.523,23.402000000000001,23.233000000000001,23.152000000000001,"00:00:44",23.658000000000001,23.521999999999998,23.379000000000001,23.324000000000002,"00:00:44",23.71,23.581,23.419,23.338000000000001,"00:00:44",23.751999999999999,23.616,23.472000000000001,23.280999999999999,"00:00:44",23.831,23.684000000000001,23.544,23.327000000000002,"00:00:44",25.100999999999999,24.972999999999999,24.91,24.542000000000002,"00:00:44",28.937999999999999,28.129000000000001,28.718,24.49,"00:00:44",30.36,29.289000000000001,30.01,24.361999999999998,"00:00:44",25.46,25.015000000000001,25.056000000000001,24.114000000000001,"00:00:44",24.009,23.988,23.870999999999999,23.122,"00:00:44",23.917000000000002,23.84,23.718,23.158999999999999,"00:00:44",25.169,25.347999999999999,25.576000000000001,23.169,"00:00:44",28.986000000000001,29.254999999999999,30.731999999999999,23.201000000000001,"00:00:44",50.262999999999998,40.207000000000001,56.938000000000002,23.224,"00:00:44",24.27,24.143000000000001,24.068000000000001,23.289000000000001,"00:00:44",56.027999999999999,55.161999999999999,68.805000000000007,23.433,"00:00:44",24.423999999999999,24.341000000000001,24.276,24.047999999999998,"00:00:44",26.556999999999999,26.173999999999999,25.922000000000001,25.265000000000001,"00:00:44",25.655999999999999,25.616,25.388000000000002,24.917000000000002,"00:00:44",26.155000000000001,25.968,25.768999999999998,25.242999999999999,"00:00:44",25.556000000000001,25.43,25.286999999999999,24.995999999999999,"00:00:44",26.222999999999999,25.995000000000001,25.782,25.244,"00:00:44",29.454999999999998,28.31,27.960999999999999,25.271000000000001,"00:00:44",34.453000000000003,32.274000000000001,31.138000000000002,25.085000000000001,"00:00:44",36.616,34.046999999999997,32.491999999999997,25.271999999999998,"00:00:44",28.140999999999998,26.919,26.456,24.465,"00:00:44",96.653000000000006,81.427000000000007,68.819000000000003,26.533000000000001,"00:00:44",66.307000000000002,59.688000000000002,51.378999999999998,26.177,"00:00:44",75.066999999999993,70.643000000000001,58.536999999999999,27.204000000000001,"00:00:44",37.006999999999998,35.920999999999999,33.457999999999998,26.02,null,null,null,null,null,null,null,null,null,null,null,null,null,null,null,null,null,null,null,null,null,null,null,"00:00:44",26.363,26.196999999999999,25.951000000000001,25.664000000000001,"00:00:44",25.757999999999999,25.776,25.484000000000002,25.445,"00:00:44",25.536000000000001,25.529,25.303999999999998,25.248999999999999,"00:00:44",25.655000000000001,25.562999999999999,25.376000000000001,25.247,"00:00:44",25.646999999999998,25.577000000000002,25.323,25.257000000000001,"00:00:44",63.052999999999997,54.759,58.087000000000003,26.846,"00:00:44",95.143000000000001,83.730999999999995,83.704999999999998,28.003]
["00:00:45",24.559000000000001,24.573,24.478000000000002,24.550999999999998,"00:00:45",24.611999999999998,24.616,24.509,24.542000000000002,"00:00:45",24.643000000000001,24.623000000000001,24.518000000000001,24.466000000000001,"00:00:45",24.727,24.701000000000001,24.577999999999999,24.539000000000001,-1.8999999999998352E-2,-3.0000000000001137E-3,-2.2000000000002018E-2,"00:00:45",23.007999999999999,23.033000000000001,22.905999999999999,22.997,"00:00:45",23.140999999999998,23.126000000000001,22.949000000000002,23.007999999999999,"00:00:45",23.256,23.186,23.041,23.09,"00:00:45",23.58,23.495999999999999,23.236000000000001,23.021000000000001,"00:00:45",23.516999999999999,23.491,23.097999999999999,22.991,"00:00:45",23.530999999999999,23.405999999999999,23.228999999999999,23.152000000000001,"00:00:45",23.666,23.521999999999998,23.379000000000001,23.341999999999999,"00:00:45",23.695,23.585000000000001,23.419,23.334,"00:00:45",23.763000000000002,23.611999999999998,23.472000000000001,23.285,"00:00:45",23.82,23.684000000000001,23.526,23.315999999999999,"00:00:45",25.332999999999998,25.172000000000001,25.138000000000002,24.553000000000001,"00:00:45",29.215,28.364999999999998,28.998000000000001,24.478999999999999,"00:00:45",30.699000000000002,29.584,30.353000000000002,24.376999999999999,"00:00:45",25.434999999999999,24.992999999999999,25.033999999999999,24.106999999999999,"00:00:45",24.015999999999998,24.001000000000001,23.884,23.114999999999998,"00:00:45",23.9,23.829000000000001,23.7,23.146000000000001,"00:00:45",25.41,25.622,25.911999999999999,23.175000000000001,"00:00:45",29.378,29.614000000000001,31.204000000000001,23.192,"00:00:45",50.481000000000002,40.277999999999999,57.173999999999999,23.222000000000001,"00:00:45",24.280999999999999,24.143000000000001,24.073,23.286000000000001,"00:00:45",56.662999999999997,55.65,69.537999999999997,23.431999999999999,"00:00:45",24.423999999999999,24.337,24.274999999999999,24.053999999999998,"00:00:45",26.535,26.163,25.908999999999999,25.239000000000001,"00:00:45",25.652999999999999,25.62,25.369,24.91,"00:00:45",26.173999999999999,25.983000000000001,25.791,25.25,"00:00:45",25.559000000000001,25.437999999999999,25.294,25,"00:00:45",26.308,26.061,25.84,25.241,"00:00:45",29.664000000000001,28.465,28.103999999999999,25.286000000000001,"00:00:45",34.548000000000002,32.340000000000003,31.213999999999999,25.097000000000001,"00:00:45",36.911000000000001,34.28,32.677,25.274999999999999,"00:00:45",29.286000000000001,27.718,27.254999999999999,24.466000000000001,"00:00:45",98.741,83.122,70.028999999999996,26.526,"00:00:45",67.337999999999994,60.487000000000002,52.09,26.259,"00:00:45",76.266999999999996,71.828999999999994,59.368000000000002,27.23,"00:00:45",39.917999999999999,39.262999999999998,35.594000000000001,26.134,null,null,null,null,null,null,null,null,null,null,null,null,null,null,null,null,null,null,null,null,null,null,null,"00:00:45",26.373999999999999,26.207999999999998,25.957999999999998,25.667000000000002,"00:00:45",25.751000000000001,25.768999999999998,25.481999999999999,25.445,"00:00:45",25.536000000000001,25.518000000000001,25.303999999999998,25.242000000000001,"00:00:45",25.643999999999998,25.558,25.372,25.251000000000001,"00:00:45",25.638000000000002,25.571999999999999,25.323,25.25,"00:00:45",64.304000000000002,55.706000000000003,59.076000000000001,26.933,"00:00:45",96.010999999999996,84.42,84.194000000000003,28.312000000000001]
["00:00:46",24.559000000000001,24.577000000000002,24.478000000000002,24.555,"00:00:46",24.626999999999999,24.631,24.509,24.545999999999999,"00:00:46",24.643000000000001,24.626999999999999,24.518000000000001,24.472000000000001,"00:00:46",24.725000000000001,24.699000000000002,24.576000000000001,24.533999999999999,-2.0999999999997243E-2,-4.9999999999990052E-3,-2.4000000000000909E-2,"00:00:46",23.012,23.032,22.911000000000001,22.995000000000001,"00:00:46",23.137,23.122,22.946000000000002,23.006,"00:00:46",23.257999999999999,23.186,23.041,23.094000000000001,"00:00:46",23.623000000000001,23.547000000000001,23.268000000000001,23.021000000000001,"00:00:46",23.521000000000001,23.488,23.088999999999999,22.991,"00:00:46",23.535,23.41,23.233000000000001,23.158999999999999,"00:00:46",23.658999999999999,23.518999999999998,23.387,23.327999999999999,"00:00:46",23.706,23.588999999999999,23.422999999999998,23.341999999999999,"00:00:46",23.756,23.609000000000002,23.475999999999999,23.285,"00:00:46",23.832000000000001,23.681000000000001,23.545000000000002,23.324000000000002,"00:00:46",25.577000000000002,25.382000000000001,25.382000000000001,24.55,"00:00:46",29.494,28.6,29.274000000000001,24.483000000000001,"00:00:46",31.027000000000001,29.864000000000001,30.666,24.393000000000001,"00:00:46",25.42,24.992999999999999,25.023,24.103000000000002,"00:00:46",24.030999999999999,24.009,23.895,23.117999999999999,"00:00:46",23.896999999999998,23.824999999999999,23.704000000000001,23.152000000000001,"00:00:46",25.658999999999999,25.885000000000002,26.238,23.175000000000001,"00:00:46",29.754000000000001,29.956,31.654,23.199000000000002,"00:00:46",50.682000000000002,40.334000000000003,57.384999999999998,23.225999999999999,"00:00:46",24.277000000000001,24.140999999999998,24.064,23.288,"00:00:46",57.243000000000002,55.927,70.188999999999993,23.431999999999999,"00:00:46",24.529,24.515999999999998,24.488,24.053999999999998,"00:00:46",26.510999999999999,26.138000000000002,25.887,25.231000000000002,"00:00:46",25.649000000000001,25.62,25.384,24.920999999999999,"00:00:46",26.178000000000001,25.99,25.791,25.254000000000001,"00:00:46",25.556000000000001,25.431000000000001,25.286999999999999,25.004000000000001,"00:00:46",26.47,26.183,25.954999999999998,25.236999999999998,"00:00:46",29.763999999999999,28.527999999999999,28.170999999999999,25.300999999999998,"00:00:46",34.634999999999998,32.412999999999997,31.268999999999998,25.093,"00:00:46",37.122,34.435000000000002,32.820999999999998,25.27,"00:00:46",30.411999999999999,28.495000000000001,28.024000000000001,24.474,"00:00:46",99.831000000000003,83.941000000000003,70.56,26.565999999999999,"00:00:46",67.876999999999995,60.875,52.44,26.27,"00:00:46",77.463999999999999,72.89,60.122,27.323,"00:00:46",42.91,42.646000000000001,37.787999999999997,26.242000000000001,null,null,null,null,null,null,null,null,null,null,null,null,null,null,null,null,null,null,null,null,null,null,null,"00:00:46",26.391999999999999,26.23,25.98,25.652999999999999,"00:00:46",25.747,25.757999999999999,25.478000000000002,25.442,"00:00:46",25.54,25.524999999999999,25.303999999999998,25.257000000000001,"00:00:46",25.640999999999998,25.556000000000001,25.369,25.254999999999999,"00:00:46",25.64,25.57,25.32,25.253,"00:00:46",65.08,56.276000000000003,59.695999999999998,26.972999999999999,"00:00:46",97.677000000000007,85.72,84.98,28.526]
["00:00:47",24.556000000000001,24.574000000000002,24.475000000000001,24.556000000000001,"00:00:47",24.609000000000002,24.609000000000002,24.506,24.532,"00:00:47",24.643000000000001,24.626999999999999,24.521999999999998,24.47,"00:00:47",24.716000000000001,24.692,24.577999999999999,24.536000000000001,-2.7999999999998693E-2,-1.3999999999999346E-2,-2.2000000000002018E-2,"00:00:47",23.001000000000001,23.036000000000001,22.908999999999999,22.984000000000002,"00:00:47",23.135999999999999,23.123000000000001,22.952999999999999,23.007000000000001,"00:00:47",23.254999999999999,23.192,23.042999999999999,23.091000000000001,"00:00:47",23.675999999999998,23.594000000000001,23.308,23.027000000000001,"00:00:47",23.518000000000001,23.488,23.087,22.998999999999999,"00:00:47",23.516999999999999,23.414000000000001,23.236999999999998,23.155999999999999,"00:00:47",23.658999999999999,23.53,23.382999999999999,23.332000000000001,"00:00:47",23.702999999999999,23.585000000000001,23.416,23.335000000000001,"00:00:47",23.748999999999999,23.609000000000002,23.465,23.285,"00:00:47",23.832000000000001,23.684999999999999,23.536999999999999,23.32,"00:00:47",25.838000000000001,25.599,25.646999999999998,24.561,"00:00:47",29.766999999999999,28.829000000000001,29.545999999999999,24.491,"00:00:47",31.332999999999998,30.141999999999999,30.972999999999999,24.407,"00:00:47",25.395,24.981999999999999,25.012,24.106999999999999,"00:00:47",24.033000000000001,24.018000000000001,23.898,23.117000000000001,"00:00:47",23.902000000000001,23.829000000000001,23.704000000000001,23.15,"00:00:47",25.878,26.119,26.533000000000001,23.172000000000001,"00:00:47",30.108000000000001,30.27,32.072000000000003,23.196999999999999,"00:00:47",50.868000000000002,40.401000000000003,57.576999999999998,23.23,"00:00:47",24.266999999999999,24.132000000000001,24.06,23.282,"00:00:47",57.805999999999997,56.210999999999999,70.762,23.43,"00:00:47",25.231999999999999,25.571999999999999,25.585000000000001,24.053999999999998,"00:00:47",26.478000000000002,26.111999999999998,25.864000000000001,25.233000000000001,"00:00:47",25.657,25.623000000000001,25.388000000000002,24.917000000000002,"00:00:47",26.181000000000001,25.983000000000001,25.783999999999999,25.242999999999999,"00:00:47",25.562999999999999,25.437999999999999,25.286999999999999,25,"00:00:47",26.617000000000001,26.282,26.065000000000001,25.245000000000001,"00:00:47",29.954999999999998,28.664000000000001,28.292000000000002,25.297000000000001,"00:00:47",34.752000000000002,32.5,31.364000000000001,25.111000000000001,"00:00:47",37.311999999999998,34.564999999999998,32.942999999999998,25.271999999999998,"00:00:47",30.962,28.893000000000001,28.404,24.478000000000002,"00:00:47",101.90600000000001,85.37,71.641999999999996,26.809000000000001,"00:00:47",69.007999999999996,61.712000000000003,53.072000000000003,26.321999999999999,"00:00:47",78.034000000000006,73.510000000000005,60.466999999999999,27.456,"00:00:47",44.43,44.345999999999997,38.902999999999999,26.318999999999999,null,null,null,null,null,null,null,null,null,null,null,null,null,null,null,null,null,null,null,null,null,null,null,"00:00:47",26.428999999999998,26.248999999999999,26.006,25.645,"00:00:47",25.747,25.765999999999998,25.478999999999999,25.446999999999999,"00:00:47",25.547000000000001,25.533000000000001,25.314,25.262,"00:00:47",25.632999999999999,25.553000000000001,25.361000000000001,25.247,"00:00:47",25.635999999999999,25.574000000000002,25.327000000000002,25.25,"00:00:47",66.846999999999994,57.503,61.08,27.187000000000001,"00:00:47",99.188999999999993,86.933999999999997,85.888999999999996,28.911999999999999]
["00:00:48",24.556000000000001,24.574000000000002,24.481999999999999,24.56,"00:00:48",24.613,24.613,24.498999999999999,24.539000000000001,"00:00:48",24.651,24.634,24.524000000000001,24.478000000000002,"00:00:48",24.728999999999999,24.7,24.58,24.54,-1.9999999999999574E-2,-1.0000000000012221E-3,-2.0000000000003126E-2,"00:00:48",23.013999999999999,23.038,22.914999999999999,22.992000000000001,"00:00:48",23.14,23.129000000000001,22.954000000000001,23.004999999999999,"00:00:48",23.265999999999998,23.189,23.04,23.1,"00:00:48",23.724,23.643999999999998,23.338000000000001,23.024000000000001,"00:00:48",23.524000000000001,23.484999999999999,23.091000000000001,22.997,"00:00:48",23.530999999999999,23.402999999999999,23.236999999999998,23.149000000000001,"00:00:48",23.663,23.527000000000001,23.376000000000001,23.327999999999999,"00:00:48",23.699000000000002,23.574000000000002,23.416,23.331,"00:00:48",23.753,23.605,23.462,23.277999999999999,"00:00:48",23.827999999999999,23.684999999999999,23.541,23.324000000000002,"00:00:48",26.111000000000001,25.815999999999999,25.901,24.542999999999999,"00:00:48",30.021000000000001,29.05,29.8,24.48,"00:00:48",31.646999999999998,30.411999999999999,31.29,24.433,"00:00:48",25.376999999999999,24.957000000000001,25.004999999999999,24.1,"00:00:48",24.044,24.018000000000001,23.902000000000001,23.117000000000001,"00:00:48",23.896999999999998,23.827000000000002,23.706,23.154,"00:00:48",26.106000000000002,26.33,26.812000000000001,23.167999999999999,"00:00:48",30.437999999999999,30.556000000000001,32.447000000000003,23.196000000000002,"00:00:48",51.048000000000002,40.484999999999999,57.759,23.23,"00:00:48",24.271999999999998,24.143999999999998,24.074000000000002,23.29,"00:00:48",58.359000000000002,56.643999999999998,71.305000000000007,23.434999999999999,"00:00:48",26.498999999999999,27.311,27.463000000000001,24.062000000000001,"00:00:48",26.454000000000001,26.105,25.855,25.236999999999998,"00:00:48",25.664000000000001,25.623999999999999,25.396000000000001,24.939,"00:00:48",26.189,25.997,25.798999999999999,25.254000000000001,"00:00:48",25.556000000000001,25.431000000000001,25.295000000000002,25.004000000000001,"00:00:48",26.693999999999999,26.344999999999999,26.113,25.236999999999998,"00:00:48",30.134,28.789000000000001,28.414000000000001,25.312000000000001,"00:00:48",34.835999999999999,32.57,31.431000000000001,25.146000000000001,"00:00:48",37.563000000000002,34.728999999999999,33.103999999999999,25.257000000000001,"00:00:48",32.033999999999999,29.632999999999999,29.122,24.49,"00:00:48",103.577,86.605000000000004,72.677000000000007,26.882999999999999,"00:00:48",70.177999999999997,62.192999999999998,53.655999999999999,26.457999999999998,"00:00:48",79.108999999999995,74.456000000000003,61.167000000000002,27.596,"00:00:48",47.465000000000003,47.624000000000002,41.109000000000002,26.478000000000002,null,null,null,null,null,null,null,null,null,null,null,null,null,null,null,null,null,null,null,null,null,null,null,"00:00:48",26.433,26.26,26.024000000000001,25.638000000000002,"00:00:48",25.74,25.759,25.478999999999999,25.45,"00:00:48",25.54,25.521999999999998,25.294,25.253,"00:00:48",25.635000000000002,25.547000000000001,25.358000000000001,25.251000000000001,"00:00:48",25.931999999999999,25.776,25.597999999999999,25.244,"00:00:48",67.844999999999999,58.220999999999997,61.844999999999999,27.279,"00:00:48",99.891000000000005,87.522999999999996,86.388000000000005,29.221]
["00:00:49",24.553000000000001,24.567,24.478999999999999,24.556000000000001,"00:00:49",24.619,24.617000000000001,24.504999999999999,24.542999999999999,"00:00:49",24.66,24.635000000000002,24.532,24.475000000000001,"00:00:49",24.722000000000001,24.7,24.577000000000002,24.533000000000001,-1.9999999999999574E-2,-7.9999999999991189E-3,-2.2999999999999687E-2,"00:00:49",23.018000000000001,23.045999999999999,22.919,22.989000000000001,"00:00:49",23.143999999999998,23.122,22.945,22.995999999999999,"00:00:49",23.260999999999999,23.193000000000001,23.044,23.091999999999999,"00:00:49",23.766999999999999,23.693000000000001,23.367999999999999,23.021999999999998,"00:00:49",23.52,23.492000000000001,23.091000000000001,23.009,"00:00:49",23.535,23.414000000000001,23.241,23.16,"00:00:49",23.655999999999999,23.527000000000001,23.376000000000001,23.335999999999999,"00:00:49",23.692,23.577999999999999,23.408999999999999,23.327999999999999,"00:00:49",23.742000000000001,23.606000000000002,23.459,23.286000000000001,"00:00:49",23.835999999999999,23.681000000000001,23.538,23.317,"00:00:49",26.376000000000001,26.03,26.163,24.547000000000001,"00:00:49",30.268999999999998,29.256,30.047000000000001,24.498999999999999,"00:00:49",31.934999999999999,30.663,31.574000000000002,24.459,"00:00:49",25.358000000000001,24.946000000000002,24.99,24.117999999999999,"00:00:49",24.053000000000001,24.039000000000001,23.920999999999999,23.123999999999999,"00:00:49",23.91,23.834,23.709,23.158999999999999,"00:00:49",26.318000000000001,26.536999999999999,27.065999999999999,23.173999999999999,"00:00:49",30.744,30.821999999999999,32.802,23.192,"00:00:49",51.222999999999999,40.500999999999998,57.923000000000002,23.228000000000002,"00:00:49",24.274000000000001,24.141999999999999,24.064,23.283999999999999,"00:00:49",58.892000000000003,56.951999999999998,71.796000000000006,23.43,"00:00:49",28.271000000000001,29.728000000000002,30.015000000000001,24.062000000000001,"00:00:49",26.446999999999999,26.094000000000001,25.846,25.231000000000002,"00:00:49",25.661000000000001,25.62,25.385000000000002,24.925000000000001,"00:00:49",26.196000000000002,26.001000000000001,25.798999999999999,25.247,"00:00:49",25.562999999999999,25.437999999999999,25.309000000000001,25.007999999999999,"00:00:49",26.852,26.451000000000001,26.222999999999999,25.225999999999999,"00:00:49",30.213999999999999,28.837,28.460999999999999,25.315999999999999,"00:00:49",34.911999999999999,32.656999999999996,31.498999999999999,25.167000000000002,"00:00:49",37.749000000000002,34.856000000000002,33.228000000000002,25.257000000000001,"00:00:49",33.069000000000003,30.344000000000001,29.821000000000002,24.527000000000001,"00:00:49",104.33499999999999,86.997,73.132000000000005,26.858000000000001,"00:00:49",70.741,62.476999999999997,53.956000000000003,26.506,"00:00:49",80.072999999999993,75.165999999999997,61.881999999999998,27.629000000000001,"00:00:49",50.469000000000001,50.472000000000001,43.271000000000001,26.518999999999998,null,null,null,null,null,null,null,null,null,null,null,null,null,null,null,null,null,null,null,null,null,null,null,"00:00:49",26.443999999999999,26.26,26.024000000000001,25.623000000000001,"00:00:49",25.744,25.77,25.478999999999999,25.45,"00:00:49",25.544,25.529,25.297000000000001,25.263999999999999,"00:00:49",25.634,25.548999999999999,25.361999999999998,25.254999999999999,"00:00:49",26.437999999999999,26.148,26.036999999999999,25.234999999999999,"00:00:49",68.462999999999994,58.671999999999997,62.323,27.344999999999999,"00:00:49",101.136,88.668000000000006,87.534000000000006,29.405000000000001]
["00:00:50",24.553000000000001,24.568000000000001,24.478999999999999,24.553000000000001,"00:00:50",24.614000000000001,24.61,24.507000000000001,24.536000000000001,"00:00:50",24.657,24.641999999999999,24.53,24.472999999999999,"00:00:50",24.724,24.695,24.577000000000002,24.535,-2.4999999999998579E-2,-6.0000000000002274E-3,-2.2999999999999687E-2,"00:00:50",23.024000000000001,23.042000000000002,22.914000000000001,22.992999999999999,"00:00:50",23.148,23.135000000000002,22.952999999999999,23.001999999999999,"00:00:50",23.263000000000002,23.186,23.04,23.094000000000001,"00:00:50",23.811,23.731999999999999,23.391999999999999,23.016999999999999,"00:00:50",23.521999999999998,23.481999999999999,23.088000000000001,23.003,"00:00:50",23.532,23.414000000000001,23.234000000000002,23.167000000000002,"00:00:50",23.652000000000001,23.524000000000001,23.373000000000001,23.329000000000001,"00:00:50",23.696000000000002,23.574999999999999,23.413,23.327999999999999,"00:00:50",23.748999999999999,23.606000000000002,23.459,23.286000000000001,"00:00:50",23.829000000000001,23.678000000000001,23.538,23.324000000000002,"00:00:50",26.648,26.251000000000001,26.423999999999999,24.555,"00:00:50",30.501999999999999,29.446999999999999,30.28,24.51,"00:00:50",32.216000000000001,30.893000000000001,31.850999999999999,24.478000000000002,"00:00:50",25.332999999999998,24.923999999999999,24.972000000000001,24.114999999999998,"00:00:50",24.056999999999999,24.042000000000002,23.925000000000001,23.114999999999998,"00:00:50",23.901,23.831,23.709,23.154,"00:00:50",26.509,26.71,27.3,23.167999999999999,"00:00:50",31.039000000000001,31.07,33.140999999999998,23.198,"00:00:50",51.402000000000001,40.450000000000003,58.058999999999997,23.231999999999999,"00:00:50",24.277999999999999,24.14,24.074000000000002,23.29,"00:00:50",59.426000000000002,57.241,72.265000000000001,23.437000000000001,"00:00:50",30.420999999999999,32.698999999999998,33.039000000000001,24.06,"00:00:50",26.417999999999999,26.077999999999999,25.824000000000002,25.233000000000001,"00:00:50",25.661000000000001,25.631,25.391999999999999,24.931999999999999,"00:00:50",26.207000000000001,26.012,25.814,25.251000000000001,"00:00:50",25.571000000000002,25.437999999999999,25.297999999999998,25.018999999999998,"00:00:50",27.010999999999999,26.562000000000001,26.33,25.236999999999998,"00:00:50",30.382000000000001,28.957999999999998,28.565000000000001,25.315999999999999,"00:00:50",35.006999999999998,32.780999999999999,31.593,25.184999999999999,"00:00:50",37.92,34.991,33.341000000000001,25.257000000000001,"00:00:50",33.569000000000003,30.690999999999999,30.151,24.548999999999999,"00:00:50",105.85,88.057000000000002,73.912999999999997,26.873000000000001,"00:00:50",71.73,63.192,54.536999999999999,26.492000000000001,"00:00:50",80.540000000000006,75.399000000000001,62.198,27.548999999999999,"00:00:50",51.948,51.792999999999999,44.314999999999998,26.541,null,null,null,null,null,null,null,null,null,null,null,null,null,null,null,null,null,null,null,null,null,null,null,"00:00:50",26.477,26.282,26.061,25.638000000000002,"00:00:50",25.736999999999998,25.765999999999998,25.486999999999998,25.45,"00:00:50",25.544,25.527000000000001,25.312000000000001,25.262,"00:00:50",25.63,25.548999999999999,25.358000000000001,25.254999999999999,"00:00:50",26.934999999999999,26.533999999999999,26.486000000000001,25.231999999999999,"00:00:50",69.891999999999996,59.665999999999997,63.393000000000001,27.626999999999999,"00:00:50",102.16800000000001,89.626999999999995,88.578999999999994,29.806999999999999]
["00:00:51",24.545999999999999,24.568000000000001,24.48,24.556999999999999,"00:00:51",24.606000000000002,24.606000000000002,24.510999999999999,24.536999999999999,"00:00:51",24.655000000000001,24.65,24.538,24.468,"00:00:51",24.722999999999999,24.690999999999999,24.574999999999999,24.530999999999999,-2.8999999999999915E-2,-7.0000000000014495E-3,-2.5000000000002132E-2,"00:00:51",23.018999999999998,23.036999999999999,22.91,22.984000000000002,"00:00:51",23.167999999999999,23.152000000000001,22.963999999999999,23.007999999999999,"00:00:51",23.260999999999999,23.187999999999999,23.042000000000002,23.097999999999999,"00:00:51",23.85,23.783999999999999,23.427,23.032,"00:00:51",23.510999999999999,23.478000000000002,23.081,22.995999999999999,"00:00:51",23.527999999999999,23.402999999999999,23.227,23.149000000000001,"00:00:51",23.655999999999999,23.513000000000002,23.369,23.324999999999999,"00:00:51",23.704000000000001,23.571000000000002,23.405999999999999,23.332000000000001,"00:00:51",23.742000000000001,23.599,23.462,23.282,"00:00:51",23.832000000000001,23.681000000000001,23.527000000000001,23.332000000000001,"00:00:51",26.899000000000001,26.465,26.673999999999999,24.550999999999998,"00:00:51",30.716999999999999,29.638999999999999,30.501999999999999,24.513999999999999,"00:00:51",32.488999999999997,31.123000000000001,32.106999999999999,24.5,"00:00:51",25.318000000000001,24.917000000000002,24.957999999999998,24.132999999999999,"00:00:51",24.065999999999999,24.047999999999998,23.936,23.123000000000001,"00:00:51",23.902999999999999,23.827000000000002,23.704000000000001,23.152000000000001,"00:00:51",26.686,26.882999999999999,27.518999999999998,23.17,"00:00:51",31.303000000000001,31.292000000000002,33.433,23.192,"00:00:51",51.575000000000003,40.432000000000002,58.192,23.225999999999999,"00:00:51",24.277999999999999,24.146000000000001,24.065000000000001,23.29,"00:00:51",59.905999999999999,57.688000000000002,72.677000000000007,23.436,"00:00:51",32.819000000000003,35.950000000000003,36.393000000000001,24.059000000000001,"00:00:51",26.404,26.084,25.818999999999999,25.225999999999999,"00:00:51",25.661000000000001,25.628,25.4,24.94,"00:00:51",26.218,26.02,25.817,25.257999999999999,"00:00:51",25.567,25.446000000000002,25.295000000000002,25.007999999999999,"00:00:51",27.094999999999999,26.623999999999999,26.385000000000002,25.245000000000001,"00:00:51",30.539000000000001,29.065000000000001,28.655999999999999,25.323,"00:00:51",35.078000000000003,32.835999999999999,31.641999999999999,25.175999999999998,"00:00:51",38.152999999999999,35.177,33.500999999999998,25.257000000000001,"00:00:51",34.530999999999999,31.402000000000001,30.800999999999998,24.609000000000002,"00:00:51",107.297,88.418999999999997,74.623000000000005,26.931999999999999,"00:00:51",72.481999999999999,63.823999999999998,55.110999999999997,26.68,"00:00:51",81.399000000000001,75.671999999999997,62.817,27.597000000000001,"00:00:51",54.954000000000001,54.575000000000003,46.389000000000003,26.759,null,null,null,null,null,null,null,null,null,null,null,null,null,null,null,null,null,null,null,null,null,null,null,"00:00:51",26.484999999999999,26.286000000000001,26.062000000000001,25.641999999999999,"00:00:51",25.736999999999998,25.765999999999998,25.483000000000001,25.45,"00:00:51",25.544,25.521999999999998,25.309000000000001,25.265000000000001,"00:00:51",25.623000000000001,25.548999999999999,25.361999999999998,25.248999999999999,"00:00:51",28.588999999999999,27.786999999999999,27.954999999999998,25.222999999999999,"00:00:51",70.655000000000001,60.164999999999999,63.968000000000004,27.794,"00:00:51",102.619,90.090999999999994,89.128,29.873000000000001]
["00:00:52",24.553999999999998,24.565000000000001,24.475999999999999,24.553999999999998,"00:00:52",24.614000000000001,24.614000000000001,24.5,24.536999999999999,"00:00:52",24.664999999999999,24.652000000000001,24.533999999999999,24.466000000000001,"00:00:52",24.722999999999999,24.693000000000001,24.577000000000002,24.53,-2.699999999999747E-2,-7.0000000000014495E-3,-2.2999999999999687E-2,"00:00:52",23.018999999999998,23.042999999999999,22.914000000000001,22.984000000000002,"00:00:52",23.178999999999998,23.167000000000002,22.978999999999999,23.007000000000001,"00:00:52",23.263000000000002,23.192,23.044,23.103000000000002,"00:00:52",23.904,23.834,23.462,23.026,"00:00:52",23.512,23.478000000000002,23.076000000000001,23,"00:00:52",23.516999999999999,23.4,23.222999999999999,23.152999999999999,"00:00:52",23.652999999999999,23.509,23.361999999999998,23.329000000000001,"00:00:52",23.689,23.574999999999999,23.405999999999999,23.332999999999998,"00:00:52",23.742000000000001,23.61,23.454999999999998,23.286000000000001,"00:00:52",23.824999999999999,23.681999999999999,23.535,23.324999999999999,"00:00:52",27.157,26.670999999999999,26.914000000000001,24.547999999999998,"00:00:52",30.957999999999998,29.831,30.728000000000002,24.54,"00:00:52",32.741,31.338000000000001,32.369,24.526,"00:00:52",25.306999999999999,24.91,24.936,24.158999999999999,"00:00:52",24.076000000000001,24.053000000000001,23.939,23.123999999999999,"00:00:52",23.896999999999998,23.827000000000002,23.690999999999999,23.152000000000001,"00:00:52",26.859000000000002,27.033999999999999,27.710999999999999,23.167999999999999,"00:00:52",31.548999999999999,31.495000000000001,33.71,23.189,"00:00:52",51.747,40.482999999999997,58.31,23.225000000000001,"00:00:52",24.273,24.14,24.062999999999999,23.279,"00:00:52",60.293999999999997,58.374000000000002,73.016999999999996,23.431999999999999,"00:00:52",35.381999999999998,39.283999999999999,39.92,24.077000000000002,"00:00:52",26.388999999999999,26.074999999999999,25.802,25.225000000000001,"00:00:52",25.667999999999999,25.638999999999999,25.396000000000001,24.936,"00:00:52",26.233000000000001,26.02,25.817,25.251000000000001,"00:00:52",25.571000000000002,25.452999999999999,25.297999999999998,25.004000000000001,"00:00:52",27.234999999999999,26.724,26.484000000000002,25.236999999999998,"00:00:52",30.619,29.113,28.704000000000001,25.312000000000001,"00:00:52",35.134999999999998,32.872,31.71,25.178000000000001,"00:00:52",38.302999999999997,35.277000000000001,33.597000000000001,25.245999999999999,"00:00:52",35.450000000000003,32.073,31.395,24.654,"00:00:52",107.95399999999999,88.200999999999993,74.988,26.954000000000001,"00:00:52",72.825999999999993,64.150999999999996,55.375,26.687000000000001,"00:00:52",82.19,76.507000000000005,63.351999999999997,27.535,"00:00:52",57.996000000000002,57.325000000000003,48.366,26.789000000000001,null,null,null,null,null,null,null,null,null,null,null,null,null,null,null,null,null,null,null,null,null,null,null,"00:00:52",26.488,26.279,26.058,25.652999999999999,"00:00:52",25.736999999999998,25.77,25.494,25.454000000000001,"00:00:52",25.536999999999999,25.518000000000001,25.297999999999998,25.257000000000001,"00:00:52",25.626000000000001,25.548999999999999,25.358000000000001,25.259,"00:00:52",29.779,28.716000000000001,29.033000000000001,25.213000000000001,"00:00:52",71.096000000000004,60.517000000000003,64.319000000000003,27.875,"00:00:52",103.435,90.89,90.17,30.053000000000001]
["00:00:53",24.556000000000001,24.576000000000001,24.484000000000002,24.558,"00:00:53",24.606999999999999,24.606999999999999,24.5,24.533000000000001,"00:00:53",24.670999999999999,24.661999999999999,24.544,24.472000000000001,"00:00:53",24.719000000000001,24.699000000000002,24.577999999999999,24.536999999999999,-2.0999999999997243E-2,-1.0999999999999233E-2,-2.2000000000002018E-2,"00:00:53",23.029,23.050999999999998,22.916,22.984000000000002,"00:00:53",23.2,23.184999999999999,22.984999999999999,23.01,"00:00:53",23.274999999999999,23.199000000000002,23.052,23.109000000000002,"00:00:53",23.933,23.875,23.481000000000002,23.021000000000001,"00:00:53",23.501000000000001,23.471,23.071999999999999,22.998999999999999,"00:00:53",23.513999999999999,23.4,23.231000000000002,23.15,"00:00:53",23.641999999999999,23.509,23.361999999999998,23.321999999999999,"00:00:53",23.686,23.568000000000001,23.399000000000001,23.324999999999999,"00:00:53",23.75,23.61,23.463000000000001,23.29,"00:00:53",23.824999999999999,23.681999999999999,23.538,23.332000000000001,"00:00:53",27.404,26.876999999999999,27.152999999999999,24.545000000000002,"00:00:53",31.158999999999999,30.004000000000001,30.933,24.544,"00:00:53",33,31.530999999999999,32.61,24.56,"00:00:53",25.274000000000001,24.891999999999999,24.907,24.155999999999999,"00:00:53",24.079000000000001,24.056999999999999,23.946999999999999,23.120999999999999,"00:00:53",23.896999999999998,23.821999999999999,23.695,23.145,"00:00:53",27.023,27.178999999999998,27.898,23.178000000000001,"00:00:53",31.788,31.655000000000001,33.960999999999999,23.187000000000001,"00:00:53",51.898000000000003,40.554000000000002,58.429000000000002,23.228999999999999,"00:00:53",24.263999999999999,24.126000000000001,24.052,23.27,"00:00:53",60.658000000000001,58.863,73.352000000000004,23.431999999999999,"00:00:53",38.020000000000003,42.521999999999998,43.465000000000003,24.132999999999999,"00:00:53",26.358000000000001,26.058,25.783999999999999,25.227,"00:00:53",25.664999999999999,25.635000000000002,25.4,24.94,"00:00:53",26.23,26.027000000000001,25.821000000000002,25.247,"00:00:53",25.652000000000001,25.518999999999998,25.353999999999999,25.026,"00:00:53",27.375,26.818999999999999,26.58,25.23,"00:00:53",30.754000000000001,29.216000000000001,28.8,25.308,"00:00:53",35.219000000000001,32.905000000000001,31.786999999999999,25.189,"00:00:53",38.441000000000003,35.351999999999997,33.69,25.245999999999999,"00:00:53",35.877000000000002,32.383000000000003,31.683,24.664999999999999,"00:00:53",109.17400000000001,88.215000000000003,75.704999999999998,26.914000000000001,"00:00:53",73.546999999999997,64.683000000000007,55.844000000000001,26.57,"00:00:53",82.614000000000004,76.754000000000005,63.585999999999999,27.652999999999999,"00:00:53",59.500999999999998,58.776000000000003,49.326999999999998,26.832999999999998,null,null,null,null,null,null,null,null,null,null,null,null,null,null,null,null,null,null,null,null,null,null,null,"00:00:53",26.507000000000001,26.300999999999998,26.076000000000001,25.675000000000001,"00:00:53",25.724,25.768000000000001,25.483000000000001,25.452000000000002,"00:00:53",25.545999999999999,25.524000000000001,25.303000000000001,25.265000000000001,"00:00:53",25.616,25.548999999999999,25.353999999999999,25.259,"00:00:53",30.649000000000001,29.401,29.809000000000001,25.213999999999999,"00:00:53",72.108000000000004,61.37,65.222999999999999,27.902999999999999,"00:00:53",104.22799999999999,91.671000000000006,90.915000000000006,30.312000000000001]
["00:00:54",24.558,24.573,24.484000000000002,24.558,"00:00:54",24.614999999999998,24.614999999999998,24.504000000000001,24.533999999999999,"00:00:54",24.675999999999998,24.664000000000001,24.542000000000002,24.47,"00:00:54",24.72,24.696999999999999,24.577999999999999,24.533999999999999,-2.2999999999999687E-2,-1.0000000000001563E-2,-2.2000000000002018E-2,"00:00:54",23.032,23.055,22.92,22.986000000000001,"00:00:54",23.219000000000001,23.199000000000002,22.998000000000001,23,"00:00:54",23.268999999999998,23.198,23.047000000000001,23.097999999999999,"00:00:54",23.97,23.917000000000002,23.513999999999999,23.036000000000001,"00:00:54",23.498999999999999,23.468,23.067,23.001000000000001,"00:00:54",23.518000000000001,23.4,23.231000000000002,23.15,"00:00:54",23.646000000000001,23.51,23.359000000000002,23.318000000000001,"00:00:54",23.696999999999999,23.568000000000001,23.417999999999999,23.321999999999999,"00:00:54",23.753,23.620999999999999,23.474,23.294,"00:00:54",23.826000000000001,23.686,23.527999999999999,23.34,"00:00:54",27.654,27.076000000000001,27.411000000000001,24.541,"00:00:54",31.359000000000002,30.164000000000001,31.143999999999998,24.550999999999998,"00:00:54",33.225999999999999,31.702999999999999,32.847000000000001,24.56,"00:00:54",25.253,24.863,24.885000000000002,24.116,"00:00:54",24.088999999999999,24.067,23.951000000000001,23.123000000000001,"00:00:54",23.896999999999998,23.827999999999999,23.696999999999999,23.154,"00:00:54",27.172000000000001,27.31,28.071000000000002,23.170999999999999,"00:00:54",32.005000000000003,31.814,34.201999999999998,23.181999999999999,"00:00:54",52.018000000000001,40.676000000000002,58.53,23.23,"00:00:54",24.268999999999998,24.131,24.058,23.277999999999999,"00:00:54",60.994,58.838000000000001,73.650999999999996,23.436,"00:00:54",40.655000000000001,45.597999999999999,46.930999999999997,24.17,"00:00:54",26.341999999999999,26.050999999999998,25.771999999999998,25.227,"00:00:54",25.667999999999999,25.632000000000001,25.391999999999999,24.936,"00:00:54",26.244,26.035,25.827999999999999,25.251000000000001,"00:00:54",25.77,25.608000000000001,25.434999999999999,25.012,"00:00:54",27.440999999999999,26.870999999999999,26.623999999999999,25.23,"00:00:54",30.907,29.315000000000001,28.891999999999999,25.32,"00:00:54",35.274999999999999,32.923000000000002,31.838000000000001,25.175999999999998,"00:00:54",38.619999999999997,35.494,33.822000000000003,25.286999999999999,"00:00:54",36.752000000000002,33.01,32.249000000000002,24.716999999999999,"00:00:54",110.229,89.253,76.397000000000006,27.068999999999999,"00:00:54",74.087999999999994,64.658000000000001,56.320999999999998,26.861000000000001,"00:00:54",83.382999999999996,77.081000000000003,64.078000000000003,27.908000000000001,"00:00:54",62.401000000000003,61.165999999999997,51.17,27.016999999999999,null,null,null,null,null,null,null,null,null,null,null,null,null,null,null,null,null,null,null,null,null,null,null,"00:00:54",26.518000000000001,26.305,26.084,25.678999999999998,"00:00:54",25.722999999999999,25.77,25.483000000000001,25.446999999999999,"00:00:54",25.552,25.526,25.297999999999998,25.265000000000001,"00:00:54",25.628,25.550999999999998,25.36,25.257000000000001,"00:00:54",32.944000000000003,31.163,31.850999999999999,25.236000000000001,"00:00:54",72.629000000000005,61.831000000000003,65.787999999999997,27.981999999999999,"00:00:54",104.622,92.055999999999997,91.087999999999994,30.420999999999999]
["00:00:55",24.558,24.577000000000002,24.488,24.555,"00:00:55",24.603999999999999,24.603999999999999,24.501000000000001,24.53,"00:00:55",24.687999999999999,24.68,24.561,24.481999999999999,"00:00:55",24.725000000000001,24.698,24.582999999999998,24.536000000000001,-2.1999999999998465E-2,-4.9999999999990052E-3,-1.7000000000003013E-2,"00:00:55",23.038,23.062000000000001,22.920999999999999,22.983000000000001,"00:00:55",23.231999999999999,23.219000000000001,23.010999999999999,23.006,"00:00:55",23.262,23.189,23.044,23.097000000000001,"00:00:55",24.015000000000001,23.952000000000002,23.54,23.032,"00:00:55",23.494,23.466000000000001,23.064,23.004999999999999,"00:00:55",23.524999999999999,23.407,23.234999999999999,23.157,"00:00:55",23.652999999999999,23.513000000000002,23.363,23.318000000000001,"00:00:55",23.738,23.613,23.466000000000001,23.329000000000001,"00:00:55",23.757000000000001,23.629000000000001,23.478000000000002,23.305,"00:00:55",23.837,23.678999999999998,23.527999999999999,23.329000000000001,"00:00:55",27.896999999999998,27.268000000000001,27.628,24.545000000000002,"00:00:55",31.556000000000001,30.318000000000001,31.33,24.555,"00:00:55",33.459000000000003,31.885000000000002,33.066000000000003,24.577999999999999,"00:00:55",25.231000000000002,24.821999999999999,24.87,24.094000000000001,"00:00:55",24.097999999999999,24.074000000000002,23.963999999999999,23.125,"00:00:55",23.896999999999998,23.826000000000001,23.699000000000002,23.154,"00:00:55",27.315000000000001,27.428999999999998,28.231999999999999,23.172999999999998,"00:00:55",32.215000000000003,31.957999999999998,34.411000000000001,23.187000000000001,"00:00:55",52.101999999999997,40.771999999999998,58.624000000000002,23.221,"00:00:55",24.433,24.356000000000002,24.440999999999999,23.289000000000001,"00:00:55",61.295999999999999,58.63,73.912999999999997,23.437999999999999,"00:00:55",43.237000000000002,48.482999999999997,50.244,24.178999999999998,"00:00:55",26.329000000000001,26.044,25.771999999999998,25.224,"00:00:55",25.675999999999998,25.638999999999999,25.388999999999999,24.943999999999999,"00:00:55",26.244,26.042000000000002,25.84,25.262,"00:00:55",25.824999999999999,25.655999999999999,25.478999999999999,25.007999999999999,"00:00:55",27.585000000000001,26.974,26.72,25.236999999999998,"00:00:55",30.969000000000001,29.363,28.94,25.32,"00:00:55",35.335000000000001,32.951999999999998,31.881,25.189,"00:00:55",38.756,35.631999999999998,33.915999999999997,25.305,"00:00:55",37.594000000000001,33.622999999999998,32.762999999999998,24.728999999999999,"00:00:55",110.236,89.572999999999993,76.73,27.050999999999998,"00:00:55",74.325000000000003,64.935000000000002,56.540999999999997,26.997,"00:00:55",84.075999999999993,77.798000000000002,64.524000000000001,28.052,"00:00:55",65.058999999999997,63.094999999999999,52.939,27.036000000000001,null,null,null,null,null,null,null,null,null,null,null,null,null,null,null,null,null,null,null,null,null,null,null,"00:00:55",26.521999999999998,26.312000000000001,26.097999999999999,25.696999999999999,"00:00:55",25.722999999999999,25.766999999999999,25.491,25.45,"00:00:55",25.547999999999998,25.526,25.297999999999998,25.265000000000001,"00:00:55",25.626999999999999,25.548999999999999,25.361999999999998,25.254999999999999,"00:00:55",34.372,32.247999999999998,33.115000000000002,25.254000000000001,"00:00:55",72.962999999999994,62.100999999999999,66.147000000000006,28.03,"00:00:55",105.455,92.728999999999999,91.25,30.654]
["00:00:56",24.555,24.577000000000002,24.484999999999999,24.555,"00:00:56",24.614999999999998,24.614999999999998,24.501000000000001,24.533999999999999,"00:00:56",24.699000000000002,24.684000000000001,24.568000000000001,24.48,"00:00:56",24.722000000000001,24.698,24.582000000000001,24.538,-2.1999999999998465E-2,-7.9999999999991189E-3,-1.8000000000000682E-2,"00:00:56",23.042000000000002,23.062999999999999,22.925000000000001,22.975999999999999,"00:00:56",23.251000000000001,23.236000000000001,23.023,23.001999999999999,"00:00:56",23.259,23.184999999999999,23.04,23.097000000000001,"00:00:56",24.05,24.006,23.571999999999999,23.036000000000001,"00:00:56",23.495999999999999,23.459,23.064,22.998999999999999,"00:00:56",23.526,23.396999999999998,23.234999999999999,23.154,"00:00:56",23.643000000000001,23.516999999999999,23.367000000000001,23.326000000000001,"00:00:56",23.797000000000001,23.667999999999999,23.524999999999999,23.321999999999999,"00:00:56",23.75,23.617999999999999,23.463000000000001,23.297999999999998,"00:00:56",23.826000000000001,23.681999999999999,23.535,23.34,"00:00:56",28.137,27.471,27.864000000000001,24.548999999999999,"00:00:56",31.745999999999999,30.463000000000001,31.515999999999998,24.581,"00:00:56",33.682000000000002,32.057000000000002,33.295000000000002,24.571000000000002,"00:00:56",25.216000000000001,24.803999999999998,24.856000000000002,24.082999999999998,"00:00:56",24.096,24.071999999999999,23.962,23.119,"00:00:56",23.898,23.821999999999999,23.695,23.158000000000001,"00:00:56",27.452999999999999,27.548999999999999,28.384,23.178000000000001,"00:00:56",32.412999999999997,32.1,34.621000000000002,23.190999999999999,"00:00:56",52.195,40.899000000000001,58.731000000000002,23.222999999999999,"00:00:56",25.05,25.204000000000001,25.504000000000001,23.283999999999999,"00:00:56",61.569000000000003,58.154000000000003,74.164000000000001,23.436,"00:00:56",45.723999999999997,51.204999999999998,53.399000000000001,24.242000000000001,"00:00:56",26.306000000000001,26.030999999999999,25.754999999999999,25.216000000000001,"00:00:56",25.661000000000001,25.628,25.396000000000001,24.94,"00:00:56",26.251999999999999,26.038,25.835999999999999,25.257999999999999,"00:00:56",25.95,25.759,25.577999999999999,25.023,"00:00:56",27.716999999999999,27.058,26.808,25.23,"00:00:56",31.096,29.452000000000002,29.021000000000001,25.309000000000001,"00:00:56",35.418999999999997,33.011000000000003,31.928999999999998,25.192,"00:00:56",38.881999999999998,35.774000000000001,34.006999999999998,25.312000000000001,"00:00:56",37.999000000000002,33.936,33.026000000000003,24.733000000000001,"00:00:56",110.922,90.004000000000005,77.353999999999999,27.169,"00:00:56",74.805000000000007,65.781999999999996,56.948999999999998,27.033999999999999,"00:00:56",84.341999999999999,78.16,64.728999999999999,28.047999999999998,"00:00:56",66.311999999999998,64.144000000000005,53.793999999999997,27.033000000000001,null,null,null,null,null,null,null,null,null,null,null,null,null,null,null,null,null,null,null,null,null,null,null,"00:00:56",26.524999999999999,26.312000000000001,26.094999999999999,25.693999999999999,"00:00:56",25.716999999999999,25.766999999999999,25.481999999999999,25.451000000000001,"00:00:56",25.547999999999998,25.521000000000001,25.305,25.263000000000002,"00:00:56",25.623000000000001,25.548999999999999,25.361999999999998,25.251000000000001,"00:00:56",35.323,32.97,33.960999999999999,25.276,"00:00:56",73.756,62.706000000000003,66.921000000000006,28.093,"00:00:56",106.249,93.251000000000005,91.376000000000005,30.515999999999998]
["00:00:57",24.565999999999999,24.581,24.489000000000001,24.552,"00:00:57",24.614999999999998,24.619,24.52,24.545000000000002,"00:00:57",24.707000000000001,24.701000000000001,24.574000000000002,24.481999999999999,"00:00:57",24.722000000000001,24.7,24.582000000000001,24.538,-1.9999999999999574E-2,-7.9999999999991189E-3,-1.8000000000000682E-2,"00:00:57",23.045999999999999,23.071999999999999,22.928999999999998,22.978000000000002,"00:00:57",23.273,23.254999999999999,23.036000000000001,23.003,"00:00:57",23.268000000000001,23.195,23.045999999999999,23.103000000000002,"00:00:57",24.091000000000001,24.039000000000001,23.594000000000001,23.030999999999999,"00:00:57",23.495999999999999,23.460999999999999,23.073,23.010999999999999,"00:00:57",23.521999999999998,23.404,23.239000000000001,23.161000000000001,"00:00:57",23.65,23.513999999999999,23.367000000000001,23.323,"00:00:57",23.870999999999999,23.742000000000001,23.613,23.334,"00:00:57",23.754000000000001,23.622,23.471,23.309000000000001,"00:00:57",23.826000000000001,23.678999999999998,23.532,23.326000000000001,"00:00:57",28.364999999999998,27.67,28.085000000000001,24.553000000000001,"00:00:57",31.936,30.623999999999999,31.702000000000002,24.593,"00:00:57",33.881999999999998,32.220999999999997,33.488999999999997,24.568000000000001,"00:00:57",25.198,24.786000000000001,24.856000000000002,24.079000000000001,"00:00:57",24.106000000000002,24.08,23.972999999999999,23.129000000000001,"00:00:57",23.899000000000001,23.824000000000002,23.696999999999999,23.152999999999999,"00:00:57",27.573,27.65,28.507999999999999,23.172999999999998,"00:00:57",32.594000000000001,32.225999999999999,34.789000000000001,23.186,"00:00:57",52.295999999999999,41.027999999999999,58.832999999999998,23.222000000000001,"00:00:57",25.99,26.411000000000001,26.991,23.28,"00:00:57",61.835999999999999,57.902999999999999,74.405000000000001,23.431999999999999,"00:00:57",48.13,53.984000000000002,56.381,24.343,"00:00:57",26.286999999999999,26.018999999999998,25.734999999999999,25.216999999999999,"00:00:57",25.664999999999999,25.632000000000001,25.396999999999998,24.94,"00:00:57",26.251999999999999,26.045999999999999,25.84,25.265999999999998,"00:00:57",26.053000000000001,25.829000000000001,25.648,25.012,"00:00:57",27.78,27.106000000000002,26.853000000000002,25.236999999999998,"00:00:57",31.213000000000001,29.524999999999999,29.094000000000001,25.305,"00:00:57",35.47,33.042999999999999,31.966999999999999,25.222000000000001,"00:00:57",39.045999999999999,35.942,34.131,25.312000000000001,"00:00:57",38.796999999999997,34.542000000000002,33.506999999999998,24.725999999999999,"00:00:57",111.724,90.415000000000006,77.915999999999997,27.286999999999999,"00:00:57",75.195999999999998,66.058999999999997,57.35,27.218,"00:00:57",84.813000000000002,78.346000000000004,65.138999999999996,27.916,"00:00:57",68.683000000000007,65.792000000000002,55.494,27.041,null,null,null,null,null,null,null,null,null,null,null,null,null,null,null,null,null,null,null,null,null,null,null,"00:00:57",26.536999999999999,26.327000000000002,26.106000000000002,25.704999999999998,"00:00:57",25.722999999999999,25.771000000000001,25.495000000000001,25.457999999999998,"00:00:57",25.552,25.515000000000001,25.297999999999998,25.254000000000001,"00:00:57",25.620999999999999,25.54,25.356000000000002,25.241,"00:00:57",37.667999999999999,34.720999999999997,36.01,25.315000000000001,"00:00:57",74.141000000000005,62.97,67.293000000000006,28.056000000000001,"00:00:57",106.624,93.484999999999999,91.409000000000006,30.439]
["00:00:58",24.57,24.591999999999999,24.492999999999999,24.559000000000001,"00:00:58",24.619,24.623000000000001,24.513000000000002,24.542000000000002,"00:00:58",24.713999999999999,24.702999999999999,24.58,24.475000000000001,"00:00:58",24.718,24.698,24.584,24.538,-2.1999999999998465E-2,-1.2000000000000455E-2,-1.6000000000001791E-2,"00:00:58",23.052,23.082999999999998,22.927,22.972999999999999,"00:00:58",23.294,23.280999999999999,23.047000000000001,23.003,"00:00:58",23.268999999999998,23.195,23.047999999999998,23.100999999999999,"00:00:58",24.117999999999999,24.074000000000002,23.616,23.038,"00:00:58",23.498000000000001,23.465,23.065999999999999,23.015999999999998,"00:00:58",23.526,23.408000000000001,23.242999999999999,23.158000000000001,"00:00:58",23.643000000000001,23.513999999999999,23.363,23.323,"00:00:58",23.97,23.831,23.713000000000001,23.33,"00:00:58",23.747,23.611000000000001,23.46,23.302,"00:00:58",23.821999999999999,23.678999999999998,23.527999999999999,23.332999999999998,"00:00:58",28.568000000000001,27.838999999999999,28.292000000000002,24.545999999999999,"00:00:58",32.1,30.754999999999999,31.867000000000001,24.588999999999999,"00:00:58",34.087000000000003,32.371000000000002,33.682000000000002,24.568000000000001,"00:00:58",25.183,24.779,24.852,24.082999999999998,"00:00:58",24.111000000000001,24.085000000000001,23.977,23.129000000000001,"00:00:58",23.901,23.827999999999999,23.704000000000001,23.161999999999999,"00:00:58",27.684000000000001,27.744,28.632999999999999,23.18,"00:00:58",32.758000000000003,32.332999999999998,34.953000000000003,23.189,"00:00:58",52.412999999999997,41.127000000000002,58.929000000000002,23.222000000000001,"00:00:58",27.161999999999999,27.835000000000001,28.768000000000001,23.276,"00:00:58",62.131,57.893999999999998,74.614999999999995,23.437999999999999,"00:00:58",50.418999999999997,56.600999999999999,59.176000000000002,24.501999999999999,"00:00:58",26.282,26.018999999999998,25.738,25.204000000000001,"00:00:58",25.664999999999999,25.629000000000001,25.388999999999999,24.933,"00:00:58",26.251999999999999,26.045999999999999,25.843,25.254999999999999,"00:00:58",26.100999999999999,25.869,25.681999999999999,25.012,"00:00:58",27.908000000000001,27.190999999999999,26.937000000000001,25.241,"00:00:58",31.26,29.565000000000001,29.128,25.297000000000001,"00:00:58",35.527999999999999,33.073,31.998000000000001,25.228999999999999,"00:00:58",39.152999999999999,36.061999999999998,34.198999999999998,25.32,"00:00:58",39.558999999999997,35.18,33.948999999999998,24.727,"00:00:58",112.068,90.84,78.162999999999997,27.484999999999999,"00:00:58",75.352999999999994,66.113,57.530999999999999,27.324999999999999,"00:00:58",85.272999999999996,78.673000000000002,65.513000000000005,27.861999999999998,"00:00:58",70.867999999999995,67.218000000000004,57.103999999999999,27.007999999999999,null,null,null,null,null,null,null,null,null,null,null,null,null,null,null,null,null,null,null,null,null,null,null,"00:00:58",26.550999999999998,26.323,26.120999999999999,25.716000000000001,"00:00:58",25.719000000000001,25.771000000000001,25.501999999999999,25.457999999999998,"00:00:58",25.541,25.518999999999998,25.295000000000002,25.254000000000001,"00:00:58",25.62,25.539000000000001,25.358000000000001,25.236999999999998,"00:00:58",39.011000000000003,35.692,37.170999999999999,25.387,"00:00:58",74.344999999999999,63.167000000000002,67.454999999999998,28.111000000000001,"00:00:58",107.346,93.86,91.283000000000001,30.501999999999999]
["00:00:59",24.577999999999999,24.593,24.497,24.562999999999999,"00:00:59",24.62,24.62,24.509,24.535,"00:00:59",24.718,24.713999999999999,24.587,24.481000000000002,"00:00:59",24.713000000000001,24.689,24.573,24.524999999999999,-3.0999999999998806E-2,-1.699999999999946E-2,-2.7000000000001023E-2,"00:00:59",23.06,23.08,22.925000000000001,22.97,"00:00:59",23.321000000000002,23.305,23.065999999999999,23.007000000000001,"00:00:59",23.271000000000001,23.195,23.045999999999999,23.102,"00:00:59",24.152999999999999,24.106999999999999,23.646000000000001,23.044,"00:00:59",23.497,23.457999999999998,23.061,23.007000000000001,"00:00:59",23.53,23.404,23.234999999999999,23.158000000000001,"00:00:59",23.638999999999999,23.507000000000001,23.36,23.318999999999999,"00:00:59",24.085000000000001,23.937999999999999,23.827000000000002,23.334,"00:00:59",23.762,23.629000000000001,23.489000000000001,23.309000000000001,"00:00:59",23.83,23.683,23.536000000000001,23.337,"00:00:59",28.777999999999999,28.015999999999998,28.494,24.542999999999999,"00:00:59",32.26,30.890999999999998,32.024000000000001,24.588999999999999,"00:00:59",34.286999999999999,32.542000000000002,33.868000000000002,24.587,"00:00:59",25.184000000000001,24.786000000000001,24.841000000000001,24.076000000000001,"00:00:59",24.109000000000002,24.087,23.981000000000002,23.131,"00:00:59",23.902999999999999,23.826000000000001,23.695,23.152999999999999,"00:00:59",27.789000000000001,27.827000000000002,28.731000000000002,23.187999999999999,"00:00:59",32.914000000000001,32.435000000000002,35.113,23.195,"00:00:59",52.521000000000001,41.226999999999997,59.037999999999997,23.216000000000001,"00:00:59",28.536000000000001,29.439,30.806000000000001,23.28,"00:00:59",62.459000000000003,57.845999999999997,74.837000000000003,23.437999999999999,"00:00:59",52.615000000000002,58.915999999999997,61.786999999999999,24.713000000000001,"00:00:59",26.274999999999999,26.016999999999999,25.734000000000002,25.196999999999999,"00:00:59",25.658000000000001,25.620999999999999,25.388999999999999,24.937000000000001,"00:00:59",26.265999999999998,26.064,25.853999999999999,25.268999999999998,"00:00:59",26.2,25.939,25.759,25.027000000000001,"00:00:59",28.018999999999998,27.265000000000001,27.003,25.236999999999998,"00:00:59",31.366,29.635000000000002,29.19,25.300999999999998,"00:00:59",35.600999999999999,33.116999999999997,32.042000000000002,25.244,"00:00:59",39.256999999999998,36.182000000000002,34.262,25.327000000000002,"00:00:59",39.935000000000002,35.508000000000003,34.170999999999999,24.734000000000002,"00:00:59",112.551,91.24,78.569000000000003,27.42,"00:00:59",75.766000000000005,66.11,57.83,27.402999999999999,"00:00:59",85.466999999999999,78.647999999999996,65.691999999999993,28.009,"00:00:59",71.924999999999997,68.016000000000005,57.854999999999997,27.082000000000001,null,null,null,null,null,null,null,null,null,null,null,null,null,null,null,null,null,null,null,null,null,null,null,"00:00:59",26.547999999999998,26.331,26.117000000000001,25.716000000000001,"00:00:59",25.728999999999999,25.766999999999999,25.501000000000001,25.457000000000001,"00:00:59",25.541,25.513000000000002,25.295999999999999,25.254000000000001,"00:00:59",25.62,25.545999999999999,25.358000000000001,25.23,"00:00:59",39.881,36.311,37.924999999999997,25.449000000000002,"00:00:59",74.879000000000005,63.712000000000003,67.856999999999999,28.300999999999998,"00:00:59",108.039,94.248999999999995,90.988,30.808]
["00:01:00",24.577999999999999,24.593,24.494,24.567,"00:01:00",24.605,24.611000000000001,24.506,24.527999999999999,"00:01:00",24.722000000000001,24.72,24.59,24.475000000000001,"00:01:00",24.719000000000001,24.696999999999999,24.574000000000002,24.535,-2.2999999999999687E-2,-1.0999999999999233E-2,-2.5999999999999801E-2,"00:01:00",23.067,23.097000000000001,22.94,22.972999999999999,"00:01:00",23.34,23.324999999999999,23.074999999999999,23.004999999999999,"00:01:00",23.257999999999999,23.19,23.042999999999999,23.094999999999999,"00:01:00",24.184999999999999,24.143000000000001,23.667999999999999,23.05,"00:01:00",23.492999999999999,23.457000000000001,23.056000000000001,23.007999999999999,"00:01:00",23.533999999999999,23.405000000000001,23.228000000000002,23.158000000000001,"00:01:00",23.643000000000001,23.510999999999999,23.36,23.318999999999999,"00:01:00",24.206,24.044,23.956,23.341999999999999,"00:01:00",23.803000000000001,23.67,23.538,23.302,"00:01:00",23.826000000000001,23.683,23.536000000000001,23.337,"00:01:00",28.975999999999999,28.181999999999999,28.69,24.539000000000001,"00:01:00",32.417000000000002,31.018000000000001,32.18,24.600999999999999,"00:01:00",34.459000000000003,32.692,34.046999999999997,24.602,"00:01:00",25.172999999999998,24.794,24.823,24.068999999999999,"00:01:00",24.114999999999998,24.088999999999999,23.981999999999999,23.129000000000001,"00:01:00",23.891999999999999,23.821999999999999,23.696999999999999,23.155000000000001,"00:01:00",27.87,27.888000000000002,28.817,23.178999999999998,"00:01:00",33.058999999999997,32.512,35.25,23.193000000000001,"00:01:00",52.625999999999998,41.313000000000002,59.148000000000003,23.222000000000001,"00:01:00",30.114000000000001,31.177,33.091999999999999,23.282,"00:01:00",62.765000000000001,57.924999999999997,74.876999999999995,23.434000000000001,"00:01:00",54.72,60.753,64.183999999999997,25.213999999999999,"00:01:00",26.262,26.012,25.725000000000001,25.187999999999999,"00:01:00",25.669,25.635999999999999,25.396999999999998,24.940999999999999,"00:01:00",26.285,26.068000000000001,25.855,25.262,"00:01:00",26.3,26.013000000000002,25.821000000000002,25.023,"00:01:00",28.085000000000001,27.309000000000001,27.044,25.241,"00:01:00",31.468,29.753,29.257000000000001,25.297999999999998,"00:01:00",35.646999999999998,33.137999999999998,32.069000000000003,25.248000000000001,"00:01:00",39.4,36.328000000000003,34.356999999999999,25.323,"00:01:00",40.646000000000001,36.222999999999999,34.584000000000003,24.776,"00:01:00",112.489,91.257999999999996,78.59,27.548999999999999,"00:01:00",76.260000000000005,66.078000000000003,58.094000000000001,27.547000000000001,"00:01:00",85.891000000000005,78.799000000000007,66.012,28.071999999999999,"00:01:00",73.924000000000007,69.409000000000006,59.28,27.210999999999999,null,null,null,null,null,null,null,null,null,null,null,null,null,null,null,null,null,null,null,null,null,null,null,"00:01:00",26.550999999999998,26.338000000000001,26.125,25.713000000000001,"00:01:00",25.722999999999999,25.76,25.488,25.462,"00:01:00",25.541,25.518999999999998,25.302,25.257999999999999,"00:01:00",25.617999999999999,25.536999999999999,25.349,25.213000000000001,"00:01:00",41.924999999999997,37.695999999999998,39.652000000000001,25.567,"00:01:00",75.251999999999995,64.037000000000006,68.13,28.303000000000001,"00:01:00",108.33499999999999,94.442999999999998,90.832999999999998,30.709]
["00:01:01",24.582000000000001,24.597000000000001,24.501999999999999,24.56,"00:01:01",24.616,24.613,24.501999999999999,24.527999999999999,"00:01:01",24.734999999999999,24.734999999999999,24.599,24.478999999999999,"00:01:01",24.715,24.687999999999999,24.579000000000001,24.526,-3.2000000000000028E-2,-1.5000000000000568E-2,-2.1000000000000796E-2,"00:01:01",23.081,23.11,22.954000000000001,22.978999999999999,"00:01:01",23.367999999999999,23.356999999999999,23.096,23.007999999999999,"00:01:01",23.262,23.190999999999999,23.042000000000002,23.099,"00:01:01",24.215,24.178000000000001,23.684999999999999,23.05,"00:01:01",23.49,23.451000000000001,23.056000000000001,23.01,"00:01:01",23.53,23.398,23.239000000000001,23.161999999999999,"00:01:01",23.646999999999998,23.526,23.370999999999999,23.323,"00:01:01",24.324000000000002,24.151,24.07,23.327000000000002,"00:01:01",23.876000000000001,23.728999999999999,23.608000000000001,23.302,"00:01:01",23.818999999999999,23.678999999999998,23.527999999999999,23.341000000000001,"00:01:01",29.172000000000001,28.355,28.881,24.550999999999998,"00:01:01",32.573999999999998,31.15,32.334000000000003,24.603999999999999,"00:01:01",34.645000000000003,32.841000000000001,34.218000000000004,24.613,"00:01:01",25.166,24.79,24.82,24.084,"00:01:01",24.122,24.097000000000001,23.994,23.131,"00:01:01",23.902999999999999,23.826000000000001,23.701000000000001,23.161999999999999,"00:01:01",27.951000000000001,27.940999999999999,28.898,23.181999999999999,"00:01:01",33.177,32.587000000000003,35.384999999999998,23.193000000000001,"00:01:01",52.728999999999999,41.363,59.262999999999998,23.231000000000002,"00:01:01",31.859000000000002,32.843000000000004,35.585999999999999,23.277000000000001,"00:01:01",63.003,58.122,74.847999999999999,23.436,"00:01:01",56.734000000000002,62.552,66.41,25.187000000000001,"00:01:01",26.251999999999999,26.007000000000001,25.722000000000001,25.193999999999999,"00:01:01",25.666,25.625,25.396999999999998,24.945,"00:01:01",26.274000000000001,26.068000000000001,25.850999999999999,25.259,"00:01:01",26.329000000000001,26.030999999999999,25.847000000000001,25.023,"00:01:01",28.184000000000001,27.379000000000001,27.106000000000002,25.236999999999998,"00:01:01",31.515000000000001,29.783000000000001,29.29,25.300999999999998,"00:01:01",35.685000000000002,33.142000000000003,32.078000000000003,25.251999999999999,"00:01:01",39.487000000000002,36.424999999999997,34.414000000000001,25.32,"00:01:01",41.3,36.92,34.97,24.791,"00:01:01",112.214,91.034999999999997,78.429000000000002,27.744,"00:01:01",76.489999999999995,66.210999999999999,58.241999999999997,27.529,"00:01:01",86.480999999999995,79.183000000000007,66.335999999999999,28.143000000000001,"00:01:01",75.775999999999996,70.887,60.640999999999998,27.638000000000002,null,null,null,null,null,null,null,null,null,null,null,null,null,null,null,null,null,null,null,null,null,null,null,"00:01:01",26.555,26.338000000000001,26.125,25.709,"00:01:01",25.727,25.76,25.488,25.448,"00:01:01",25.556000000000001,25.527000000000001,25.306000000000001,25.254000000000001,"00:01:01",25.62,25.542000000000002,25.350999999999999,25.207999999999998,"00:01:01",43.076000000000001,38.460999999999999,40.618000000000002,25.585999999999999,"00:01:01",75.492000000000004,64.227000000000004,68.316999999999993,28.384,"00:01:01",108.72799999999999,94.789000000000001,90.534000000000006,30.728000000000002]
["00:01:02",24.574999999999999,24.594000000000001,24.498000000000001,24.556999999999999,"00:01:02",24.62,24.613,24.504999999999999,24.53,"00:01:02",24.736999999999998,24.736999999999998,24.605,24.481999999999999,"00:01:02",24.719000000000001,24.693000000000001,24.57,24.527999999999999,-2.699999999999747E-2,-1.0999999999999233E-2,-3.0000000000001137E-2,"00:01:02",23.09,23.117999999999999,22.952000000000002,22.98,"00:01:02",23.4,23.379000000000001,23.114999999999998,23.007999999999999,"00:01:02",23.259,23.18,23.036000000000001,23.09,"00:01:02",24.241,24.207999999999998,23.704999999999998,23.042999999999999,"00:01:02",23.478999999999999,23.448,23.050999999999998,23.004999999999999,"00:01:02",23.523,23.401,23.242999999999999,23.161999999999999,"00:01:02",23.64,23.510999999999999,23.364000000000001,23.327000000000002,"00:01:02",24.45,24.254999999999999,24.196000000000002,23.335000000000001,"00:01:02",23.968,23.821000000000002,23.715,23.306000000000001,"00:01:02",23.83,23.683,23.532,23.341000000000001,"00:01:02",29.363,28.516999999999999,29.065000000000001,24.562000000000001,"00:01:02",32.704999999999998,31.259,32.475999999999999,24.619,"00:01:02",34.805,32.972999999999999,34.383000000000003,24.61,"00:01:02",25.169,24.797999999999998,24.82,24.08,"00:01:02",24.132999999999999,24.108000000000001,23.995999999999999,23.135000000000002,"00:01:02",23.9,23.824000000000002,23.702999999999999,23.157,"00:01:02",28.021000000000001,27.991,28.968,23.178999999999998,"00:01:02",33.296999999999997,32.659999999999997,35.502000000000002,23.192,"00:01:02",52.835999999999999,41.305999999999997,59.368000000000002,23.241,"00:01:02",33.701000000000001,33.878999999999998,38.142000000000003,23.277000000000001,"00:01:02",63.198999999999998,58.286000000000001,74.986000000000004,23.431999999999999,"00:01:02",58.640999999999998,64.391000000000005,68.48,25.295000000000002,"00:01:02",26.236999999999998,25.995999999999999,25.707000000000001,25.192,"00:01:02",25.666,25.632999999999999,25.408000000000001,24.937000000000001,"00:01:02",26.285,26.071999999999999,25.861999999999998,25.27,"00:01:02",26.41,26.085999999999999,25.899000000000001,25.033999999999999,"00:01:02",28.283999999999999,27.456,27.18,25.248000000000001,"00:01:02",31.606000000000002,29.863,29.347999999999999,25.300999999999998,"00:01:02",35.735999999999997,33.182000000000002,32.110999999999997,25.254999999999999,"00:01:02",39.582000000000001,36.524999999999999,34.47,25.312000000000001,"00:01:02",41.59,37.177999999999997,35.142000000000003,24.788,"00:01:02",111.453,90.308000000000007,77.938999999999993,28.373000000000001,"00:01:02",76.944999999999993,66.649000000000001,58.567,27.488,"00:01:02",86.754000000000005,79.47,66.486999999999995,28.106000000000002,"00:01:02",76.647000000000006,71.593000000000004,61.244999999999997,27.742000000000001,null,null,null,null,null,null,null,null,null,null,null,null,null,null,null,null,null,null,null,null,null,null,null,"00:01:02",26.552,26.334,26.128,25.704999999999998,"00:01:02",25.715,25.753,25.478999999999999,25.44,"00:01:02",25.547000000000001,25.513999999999999,25.306000000000001,25.26,"00:01:02",25.62,25.55,25.366,25.215,"00:01:02",43.808999999999997,38.953000000000003,41.226999999999997,25.597000000000001,"00:01:02",76.037999999999997,64.55,68.599000000000004,28.544,"00:01:02",109.01,95.034000000000006,90.43,30.83]
["00:01:03",24.576000000000001,24.597999999999999,24.501999999999999,24.561,"00:01:03",24.614999999999998,24.61,24.503,24.530999999999999,"00:01:03",24.739000000000001,24.745000000000001,24.611999999999998,24.475999999999999,"00:01:03",24.727,24.696999999999999,24.577999999999999,24.524000000000001,-2.2999999999999687E-2,-3.0000000000001137E-3,-2.2000000000002018E-2,"00:01:03",23.096,23.131,22.96,22.984000000000002,"00:01:03",23.414999999999999,23.405999999999999,23.132999999999999,23.01,"00:01:03",23.263000000000002,23.187000000000001,23.04,23.093,"00:01:03",24.276,24.241,23.733000000000001,23.047000000000001,"00:01:03",23.489000000000001,23.454000000000001,23.053000000000001,23.013999999999999,"00:01:03",23.518999999999998,23.408999999999999,23.228999999999999,23.166,"00:01:03",23.651,23.518999999999998,23.370999999999999,23.315999999999999,"00:01:03",24.56,24.358000000000001,24.314,23.327999999999999,"00:01:03",24.09,23.923999999999999,23.829000000000001,23.314,"00:01:03",23.831,23.683,23.536000000000001,23.344999999999999,"00:01:03",29.536999999999999,28.678999999999998,29.239000000000001,24.559000000000001,"00:01:03",32.854999999999997,31.382999999999999,32.610999999999997,24.638000000000002,"00:01:03",34.966000000000001,33.093000000000004,34.531999999999996,24.602,"00:01:03",25.158999999999999,24.794,24.802,24.084,"00:01:03",24.128,24.103999999999999,23.995999999999999,23.131,"00:01:03",23.896000000000001,23.821000000000002,23.696000000000002,23.152999999999999,"00:01:03",28.082999999999998,28.03,29.024999999999999,23.177,"00:01:03",33.406999999999996,32.732999999999997,35.615000000000002,23.195,"00:01:03",52.94,41.216999999999999,59.475000000000001,23.251999999999999,"00:01:03",35.564,34.545999999999999,40.686999999999998,23.280999999999999,"00:01:03",63.354999999999997,58.411000000000001,75.111000000000004,23.44,"00:01:03",60.384999999999998,66.126999999999995,70.373999999999995,25.452000000000002,"00:01:03",26.222999999999999,25.991,25.704000000000001,25.189,"00:01:03",25.661999999999999,25.625,25.39,24.93,"00:01:03",26.292999999999999,26.079000000000001,25.866,25.262,"00:01:03",26.48,26.138000000000002,25.946999999999999,25.038,"00:01:03",28.338999999999999,27.484999999999999,27.216999999999999,25.245000000000001,"00:01:03",31.687000000000001,29.914999999999999,29.396000000000001,25.286999999999999,"00:01:03",35.776000000000003,33.213000000000001,32.137999999999998,25.274000000000001,"00:01:03",39.716000000000001,36.612000000000002,34.549999999999997,25.312000000000001,"00:01:03",42.131,37.637999999999998,35.491999999999997,24.814,"00:01:03",110.30800000000001,89.697000000000003,77.27,28.917999999999999,"00:01:03",77.331999999999994,66.900999999999996,58.841999999999999,27.484999999999999,"00:01:03",87.253,80.448999999999998,66.789000000000001,28.224,"00:01:03",78.399000000000001,73.272999999999996,62.415999999999997,27.86,null,null,null,null,null,null,null,null,null,null,null,null,null,null,null,null,null,null,null,null,null,null,null,"00:01:03",26.57,26.346,26.132000000000001,25.716999999999999,"00:01:03",25.72,25.753,25.481000000000002,25.443999999999999,"00:01:03",25.548999999999999,25.518999999999998,25.298999999999999,25.262,"00:01:03",25.613,25.547999999999998,25.355,25.222999999999999,"00:01:03",45.524000000000001,40.110999999999997,42.622,25.702000000000002,"00:01:03",76.316000000000003,64.751000000000005,68.603999999999999,28.600999999999999,"00:01:03",109.169,95.195999999999998,90.38,30.946999999999999]
["00:01:04",24.568999999999999,24.602,24.498999999999999,24.565000000000001,"00:01:04",24.61,24.617000000000001,24.513999999999999,24.529,"00:01:04",24.748999999999999,24.76,24.617999999999999,24.478000000000002,"00:01:04",24.736000000000001,24.709,24.584,24.524999999999999,-1.0999999999999233E-2,6.0000000000002274E-3,-1.6000000000001791E-2,"00:01:04",23.105,23.135000000000002,22.957999999999998,22.981999999999999,"00:01:04",23.439,23.422000000000001,23.148,23.018999999999998,"00:01:04",23.256,23.181999999999999,23.042000000000002,23.088000000000001,"00:01:04",24.291,24.260999999999999,23.742000000000001,23.050999999999998,"00:01:04",23.481999999999999,23.443000000000001,23.050999999999998,23.013000000000002,"00:01:04",23.533999999999999,23.402000000000001,23.242999999999999,23.155000000000001,"00:01:04",23.677,23.545000000000002,23.42,23.32,"00:01:04",24.686,24.475999999999999,24.434999999999999,23.335000000000001,"00:01:04",24.201000000000001,24.024000000000001,23.95,23.306000000000001,"00:01:04",23.823,23.684000000000001,23.536000000000001,23.344999999999999,"00:01:04",29.713000000000001,28.818999999999999,29.414999999999999,24.565999999999999,"00:01:04",32.997,31.504000000000001,32.741999999999997,24.646000000000001,"00:01:04",35.125999999999998,33.213999999999999,34.689,24.617000000000001,"00:01:04",25.158999999999999,24.806000000000001,24.797999999999998,24.081,"00:01:04",24.138999999999999,24.111999999999998,24.004999999999999,23.141999999999999,"00:01:04",23.9,23.826000000000001,23.693999999999999,23.157,"00:01:04",28.148,28.074000000000002,29.085999999999999,23.183,"00:01:04",33.512,32.796999999999997,35.713000000000001,23.204999999999998,"00:01:04",53.027000000000001,41.165999999999997,59.55,23.248000000000001,"00:01:04",37.433,34.982999999999997,43.183,23.274999999999999,"00:01:04",63.499000000000002,58.484999999999999,75.242000000000004,23.449000000000002,"00:01:04",61.975000000000001,68.176000000000002,72.144999999999996,25.469000000000001,"00:01:04",26.222999999999999,25.984000000000002,25.687000000000001,25.181999999999999,"00:01:04",25.666,25.632999999999999,25.393999999999998,24.937999999999999,"00:01:04",26.285,26.071999999999999,25.866,25.254999999999999,"00:01:04",26.51,26.157,25.972999999999999,25.038,"00:01:04",28.431000000000001,27.555,27.276,25.251999999999999,"00:01:04",31.73,29.956,29.425999999999998,25.297999999999998,"00:01:04",35.813000000000002,33.247999999999998,32.165999999999997,25.274000000000001,"00:01:04",39.802,36.649000000000001,34.600999999999999,25.323,"00:01:04",42.643000000000001,38.054000000000002,35.832000000000001,24.888000000000002,"00:01:04",109.39,89.227000000000004,76.872,28.878,"00:01:04",77.483000000000004,66.98,58.957000000000001,27.562999999999999,"00:01:04",87.641999999999996,81.132000000000005,67.052000000000007,28.21,"00:01:04",80.155000000000001,75.036000000000001,63.485999999999997,27.809000000000001,null,null,null,null,null,null,null,null,null,null,null,null,null,null,null,null,null,null,null,null,null,null,null,"00:01:04",26.57,26.341999999999999,26.14,25.713000000000001,"00:01:04",25.716999999999999,25.753,25.484999999999999,25.437000000000001,"00:01:04",25.56,25.527000000000001,25.312999999999999,25.257999999999999,"00:01:04",25.616,25.545999999999999,25.347999999999999,25.225999999999999,"00:01:04",46.459000000000003,40.767000000000003,43.396000000000001,25.792000000000002,"00:01:04",76.498999999999995,64.912999999999997,68.603999999999999,28.681999999999999,"00:01:04",109.577,95.459000000000003,90.25,30.986999999999998]
["00:01:05",24.58,24.602,24.506,24.565000000000001,"00:01:05",24.620999999999999,24.61,24.507000000000001,24.536999999999999,"00:01:05",24.751000000000001,24.754999999999999,24.614999999999998,24.478999999999999,"00:01:05",24.745999999999999,24.722000000000001,24.597999999999999,24.53,{"$f":"R68-24.72","v":2.0000000000024443E-3},{"$f":"Q68-24.73","v":1.5999999999998238E-2},{"$f":"S68-24.6","v":-2.0000000000024443E-3},"00:01:05",23.114999999999998,23.141999999999999,22.977,22.986000000000001,"00:01:05",23.466999999999999,23.452000000000002,23.169,23.023,"00:01:05",23.26,23.19,23.044,23.09,"00:01:05",24.32,24.295000000000002,23.765000000000001,23.047000000000001,"00:01:05",23.481999999999999,23.44,23.050999999999998,23.007000000000001,"00:01:05",23.530999999999999,23.408999999999999,23.24,23.158999999999999,"00:01:05",23.733000000000001,23.593,23.468,23.317,"00:01:05",24.806999999999999,24.582999999999998,24.55,23.335999999999999,"00:01:05",24.337,24.141999999999999,24.087,23.314,"00:01:05",23.827000000000002,23.690999999999999,23.536999999999999,23.353000000000002,"00:01:05",29.887,28.966999999999999,29.577999999999999,24.565999999999999,"00:01:05",33.113999999999997,31.61,32.869999999999997,24.652999999999999,"00:01:05",35.268999999999998,33.316000000000003,34.835000000000001,24.614000000000001,"00:01:05",25.152000000000001,24.797999999999998,24.78,24.065999999999999,"00:01:05",24.145,24.114999999999998,24.009,23.137,"00:01:05",23.898,23.824999999999999,23.69,23.152999999999999,"00:01:05",28.199000000000002,28.106000000000002,29.143000000000001,23.181000000000001,"00:01:05",33.597999999999999,32.86,35.795000000000002,23.19,"00:01:05",53.081000000000003,41.212000000000003,59.621000000000002,23.248000000000001,"00:01:05",39.296999999999997,35.274999999999999,45.613,23.277000000000001,"00:01:05",63.622999999999998,58.584000000000003,75.356999999999999,23.44,"00:01:05",63.417999999999999,70.034999999999997,73.783000000000001,25.53,"00:01:05",26.196000000000002,25.972999999999999,25.678999999999998,25.178000000000001,"00:01:05",25.672999999999998,25.629000000000001,25.396999999999998,24.940999999999999,"00:01:05",26.289000000000001,26.074999999999999,25.866,25.262,"00:01:05",26.571999999999999,26.196999999999999,26.016999999999999,25.033999999999999,"00:01:05",28.512,27.611000000000001,27.324000000000002,25.248000000000001,"00:01:05",31.814,30.021999999999998,29.481000000000002,25.286999999999999,"00:01:05",35.871000000000002,33.305999999999997,32.177,25.254999999999999,"00:01:05",39.899000000000001,36.703000000000003,34.659999999999997,25.349,"00:01:05",42.881999999999998,38.197000000000003,35.988999999999997,24.896000000000001,"00:01:05",107.705,88.444999999999993,76.126999999999995,29.077000000000002,"00:01:05",77.781000000000006,67.394000000000005,59.25,27.661999999999999,"00:01:05",87.8,81.179000000000002,67.203000000000003,28.132999999999999,"00:01:05",80.980999999999995,75.989000000000004,64,27.754000000000001,null,null,null,null,null,null,null,null,null,null,null,null,null,null,null,null,null,null,null,null,null,null,null,"00:01:05",26.567,26.341999999999999,26.135999999999999,25.709,"00:01:05",25.725999999999999,25.754000000000001,25.481000000000002,25.440999999999999,"00:01:05",25.542000000000002,25.513999999999999,25.303999999999998,25.248999999999999,"00:01:05",25.613,25.539000000000001,25.344000000000001,25.225999999999999,"00:01:05",47.05,41.191000000000003,43.884999999999998,25.855,"00:01:05",76.947000000000003,65.161000000000001,68.69,28.785,"00:01:05",109.96299999999999,95.537999999999997,90.024000000000001,31.033999999999999]
["00:01:06",24.58,24.599,24.503,24.562000000000001,"00:01:06",24.614000000000001,24.62,24.509,24.539000000000001,"00:01:06",24.757000000000001,24.768000000000001,24.623999999999999,24.475000000000001,"00:01:06",24.762,24.733000000000001,24.599,24.523,1.3000000000001677E-2,3.2000000000000028E-2,-1.0000000000012221E-3,"00:01:06",23.126000000000001,23.158999999999999,22.981000000000002,22.981000000000002,"00:01:06",23.486999999999998,23.472999999999999,23.184000000000001,23.035,"00:01:06",23.265000000000001,23.19,23.045000000000002,23.094000000000001,"00:01:06",24.338999999999999,24.312999999999999,23.777999999999999,23.045999999999999,"00:01:06",23.486000000000001,23.445,23.05,23.018999999999998,"00:01:06",23.533999999999999,23.408999999999999,23.24,23.17,"00:01:06",23.806000000000001,23.658999999999999,23.533999999999999,23.317,"00:01:06",24.907,24.681999999999999,24.652999999999999,23.332000000000001,"00:01:06",24.466000000000001,24.251999999999999,24.212,23.31,"00:01:06",23.831,23.690999999999999,23.536999999999999,23.353000000000002,"00:01:06",30.045000000000002,29.111000000000001,29.74,24.591999999999999,"00:01:06",33.241999999999997,31.719000000000001,32.987000000000002,24.657,"00:01:06",35.411000000000001,33.429000000000002,34.984999999999999,24.625,"00:01:06",25.143999999999998,24.802,24.783999999999999,24.077000000000002,"00:01:06",24.137,24.11,24,23.131,"00:01:06",23.896000000000001,23.817,23.692,23.148,"00:01:06",28.251000000000001,28.128,29.186,23.178999999999998,"00:01:06",33.691000000000003,32.926000000000002,35.883000000000003,23.196000000000002,"00:01:06",53.112000000000002,41.335000000000001,59.682000000000002,23.242999999999999,"00:01:06",41.100999999999999,35.436999999999998,47.942,23.277000000000001,"00:01:06",63.749000000000002,59.094000000000001,75.453999999999994,23.445,"00:01:06",64.424000000000007,71.063999999999993,74.94,25.561,"00:01:06",26.193999999999999,25.966000000000001,25.66,25.170999999999999,"00:01:06",25.67,25.629000000000001,25.408999999999999,24.940999999999999,"00:01:06",26.289000000000001,26.079000000000001,25.87,25.263000000000002,"00:01:06",26.638999999999999,26.245000000000001,26.061,25.042000000000002,"00:01:06",28.56,27.64,27.36,25.241,"00:01:06",31.872,30.076000000000001,29.521000000000001,25.279,"00:01:06",35.905999999999999,33.337000000000003,32.200000000000003,25.244,"00:01:06",40.015000000000001,36.773000000000003,34.725000000000001,25.396999999999998,"00:01:06",43.332999999999998,38.438000000000002,36.280999999999999,24.888999999999999,"00:01:06",106.01,87.058999999999997,75.182000000000002,28.93,"00:01:06",78.024000000000001,68.010999999999996,59.539000000000001,27.677,"00:01:06",88.162999999999997,81.570999999999998,67.441000000000003,28.210999999999999,"00:01:06",82.438999999999993,76.813000000000002,65.063000000000002,27.747,null,null,null,null,null,null,null,null,null,null,null,null,null,null,null,null,null,null,null,null,null,null,null,"00:01:06",26.57,26.338000000000001,26.135999999999999,25.709,"00:01:06",25.716999999999999,25.75,25.474,25.440999999999999,"00:01:06",25.542000000000002,25.512,25.298999999999999,25.254999999999999,"00:01:06",25.609000000000002,25.542999999999999,25.346,25.224,"00:01:06",48.387999999999998,42.18,45.02,25.98,"00:01:06",77.221999999999994,65.129000000000005,68.722999999999999,28.873999999999999,"00:01:06",110.111,95.56,89.947999999999993,31.001999999999999]
["00:01:07",24.581,24.606000000000002,24.5,24.562000000000001,"00:01:07",24.611000000000001,24.611000000000001,24.504000000000001,24.526,"00:01:07",24.763999999999999,24.777000000000001,24.632000000000001,24.472000000000001,"00:01:07",24.765999999999998,24.75,24.613,24.518000000000001,3.0000000000001137E-2,3.5999999999997812E-2,1.2999999999998124E-2,"00:01:07",23.143000000000001,23.175999999999998,22.988,22.983000000000001,"00:01:07",23.507999999999999,23.497,23.202999999999999,23.036999999999999,"00:01:07",23.257999999999999,23.187000000000001,23.042999999999999,23.084,"00:01:07",24.367000000000001,24.347999999999999,23.8,23.045999999999999,"00:01:07",23.488,23.442,23.056000000000001,23.018999999999998,"00:01:07",23.530999999999999,23.417000000000002,23.248000000000001,23.17,"00:01:07",23.873000000000001,23.718,23.603999999999999,23.317,"00:01:07",25.021000000000001,24.792999999999999,24.763999999999999,23.335999999999999,"00:01:07",24.594999999999999,24.37,24.352,23.303000000000001,"00:01:07",23.831,23.68,23.536999999999999,23.356999999999999,"00:01:07",30.193999999999999,29.236000000000001,29.884,24.585000000000001,"00:01:07",33.351999999999997,31.811,33.093000000000004,24.654,"00:01:07",35.542000000000002,33.530999999999999,35.104999999999997,24.632999999999999,"00:01:07",25.140999999999998,24.81,24.78,24.07,"00:01:07",24.146999999999998,24.114999999999998,24.015999999999998,23.137,"00:01:07",23.888999999999999,23.814,23.683,23.146000000000001,"00:01:07",28.306000000000001,28.158999999999999,29.231999999999999,23.183,"00:01:07",33.768000000000001,32.999000000000002,35.957000000000001,23.193999999999999,"00:01:07",53.139000000000003,41.421999999999997,59.741999999999997,23.245000000000001,"00:01:07",42.844999999999999,35.460999999999999,50.137999999999998,23.280999999999999,"00:01:07",63.881999999999998,60.465000000000003,75.564999999999998,23.446999999999999,"00:01:07",66.022000000000006,72.361999999999995,76.710999999999999,25.789000000000001,"00:01:07",26.178999999999998,25.957999999999998,25.664000000000001,25.175000000000001,"00:01:07",25.687999999999999,25.640999999999998,25.413,24.949000000000002,"00:01:07",26.295999999999999,26.079000000000001,25.87,25.254999999999999,"00:01:07",26.664000000000001,26.263000000000002,26.087,25.042000000000002,"00:01:07",28.648,27.706,27.411999999999999,25.245000000000001,"00:01:07",31.908999999999999,30.097999999999999,29.54,25.283000000000001,"00:01:07",35.962000000000003,33.383000000000003,32.223999999999997,25.251999999999999,"00:01:07",40.085999999999999,36.813000000000002,34.762999999999998,25.411999999999999,"00:01:07",43.779000000000003,38.732999999999997,36.555,24.916,"00:01:07",105.137,86.23,74.674000000000007,28.771999999999998,"00:01:07",78.239999999999995,68.75,59.709000000000003,27.77,"00:01:07",88.616,82.031000000000006,67.671000000000006,28.366,"00:01:07",83.757999999999996,77.623000000000005,66.116,27.814,null,null,null,null,null,null,null,null,null,null,null,null,null,null,null,null,null,null,null,null,null,null,null,"00:01:07",26.574000000000002,26.346,26.146999999999998,25.706,"00:01:07",25.716999999999999,25.742999999999999,25.478000000000002,25.440999999999999,"00:01:07",25.530999999999999,25.512,25.303000000000001,25.248000000000001,"00:01:07",25.613,25.539000000000001,25.341000000000001,25.238,"00:01:07",49.121000000000002,42.718000000000004,45.637,26.131,"00:01:07",77.394000000000005,65.129000000000005,68.712000000000003,28.962,"00:01:07",110.224,95.376000000000005,90.146000000000001,31.172999999999998]
["00:01:08",24.588999999999999,24.606999999999999,24.504000000000001,24.565999999999999,"00:01:08",24.626000000000001,24.614999999999998,24.501000000000001,24.526,"00:01:08",24.768000000000001,24.780999999999999,24.638000000000002,24.478999999999999,"00:01:08",24.779,24.754999999999999,24.619,24.524999999999999,3.5000000000000142E-2,4.8999999999999488E-2,1.8999999999998352E-2,"00:01:08",23.158000000000001,23.189,23.001999999999999,22.991,"00:01:08",23.533999999999999,23.518999999999998,23.216000000000001,23.036999999999999,"00:01:08",23.253,23.181000000000001,23.033999999999999,23.084,"00:01:08",24.388999999999999,24.367000000000001,23.815000000000001,23.045999999999999,"00:01:08",23.483000000000001,23.44,23.047000000000001,23.021000000000001,"00:01:08",23.535,23.413,23.244,23.163,"00:01:08",23.946999999999999,23.780999999999999,23.684999999999999,23.31,"00:01:08",25.128,24.878,24.863,23.335999999999999,"00:01:08",24.734999999999999,24.503,24.492000000000001,23.311,"00:01:08",23.832000000000001,23.687999999999999,23.541,23.353000000000002,"00:01:08",30.344000000000001,29.358000000000001,30.027000000000001,24.597000000000001,"00:01:08",33.465000000000003,31.908999999999999,33.213000000000001,24.675999999999998,"00:01:08",35.665999999999997,33.625999999999998,35.244,24.661999999999999,"00:01:08",25.145,24.814,24.773,24.071000000000002,"00:01:08",24.146999999999998,24.119,24.010999999999999,23.140999999999998,"00:01:08",23.898,23.823,23.692,23.143999999999998,"00:01:08",28.347000000000001,28.184999999999999,29.274000000000001,23.184999999999999,"00:01:08",33.832000000000001,33.058999999999997,36.014000000000003,23.19,"00:01:08",53.161000000000001,41.381999999999998,59.8,23.247,"00:01:08",44.509,35.459000000000003,52.192,23.28,"00:01:08",64.015000000000001,61.715000000000003,75.718999999999994,23.437999999999999,"00:01:08",67.224999999999994,73.168999999999997,77.977000000000004,26.13,"00:01:08",26.169,25.948,25.652000000000001,25.167999999999999,"00:01:08",25.677,25.640999999999998,25.416,24.952999999999999,"00:01:08",26.306999999999999,26.079000000000001,25.87,25.263000000000002,"00:01:08",26.722999999999999,26.303999999999998,26.116,25.042000000000002,"00:01:08",28.718,27.757999999999999,27.463999999999999,25.245000000000001,"00:01:08",31.978000000000002,30.152999999999999,29.591999999999999,25.29,"00:01:08",36.024000000000001,33.47,32.274999999999999,25.241,"00:01:08",40.159999999999997,36.871000000000002,34.802,25.419,"00:01:08",44.003999999999998,38.923000000000002,36.682000000000002,24.934000000000001,"00:01:08",103.402,85.099000000000004,73.581000000000003,28.856999999999999,"00:01:08",78.418999999999997,69.236000000000004,59.886000000000003,27.780999999999999,"00:01:08",88.896000000000001,81.801000000000002,67.835999999999999,28.361999999999998,"00:01:08",84.385999999999996,78.013999999999996,66.650999999999996,27.934999999999999,null,null,null,null,null,null,null,null,null,null,null,null,null,null,null,null,null,null,null,null,null,null,null,"00:01:08",26.581,26.341999999999999,26.132999999999999,25.702000000000002,"00:01:08",25.712,25.736000000000001,25.465,25.428000000000001,"00:01:08",25.545999999999999,25.513000000000002,25.303000000000001,25.248999999999999,"00:01:08",25.609000000000002,25.536000000000001,25.341000000000001,25.234000000000002,"00:01:08",49.581000000000003,43.061999999999998,46.027999999999999,26.167999999999999,"00:01:08",77.88,65.421000000000006,68.66,29.027999999999999,"00:01:08",110.264,95.102999999999994,90.448999999999998,31.497]
["00:01:09",24.57,24.596,24.492999999999999,24.547999999999998,"00:01:09",24.614999999999998,24.614999999999998,24.504000000000001,24.53,"00:01:09",24.779,24.79,24.646999999999998,24.481000000000002,"00:01:09",24.802,24.776,24.643000000000001,24.527999999999999,5.6000000000000938E-2,7.1999999999999176E-2,4.2999999999999261E-2,"00:01:09",23.175000000000001,23.202000000000002,23.010999999999999,22.986999999999998,"00:01:09",23.54,23.532,23.225000000000001,23.026,"00:01:09",23.259,23.183,23.030999999999999,23.084,"00:01:09",24.408000000000001,24.393000000000001,23.827999999999999,23.052,"00:01:09",23.488,23.448,23.056000000000001,23.023,"00:01:09",23.539000000000001,23.417000000000002,23.244,23.167000000000002,"00:01:09",24.027999999999999,23.858000000000001,23.765999999999998,23.31,"00:01:09",25.228000000000002,24.984999999999999,24.959,23.34,"00:01:09",24.878,24.632000000000001,24.632000000000001,23.311,"00:01:09",23.827999999999999,23.681000000000001,23.53,23.356999999999999,"00:01:09",30.475000000000001,29.475999999999999,30.177,24.603999999999999,"00:01:09",33.585000000000001,32.003999999999998,33.326000000000001,24.675999999999998,"00:01:09",35.805,33.735999999999997,35.363999999999997,24.663,"00:01:09",25.126999999999999,24.81,24.765999999999998,24.071000000000002,"00:01:09",24.154,24.123000000000001,24.021999999999998,23.138999999999999,"00:01:09",23.898,23.817,23.690999999999999,23.146000000000001,"00:01:09",28.393000000000001,28.207000000000001,29.315000000000001,23.18,"00:01:09",33.893999999999998,33.125,36.085000000000001,23.19,"00:01:09",53.188000000000002,41.259,59.865000000000002,23.245000000000001,"00:01:09",46.112000000000002,35.457999999999998,54.103999999999999,23.276,"00:01:09",64.146000000000001,62.28,75.849999999999994,23.434999999999999,"00:01:09",68.376000000000005,73.771000000000001,79.135999999999996,26.323,"00:01:09",26.161000000000001,25.940999999999999,25.643000000000001,25.167999999999999,"00:01:09",25.689,25.643999999999998,25.416,24.952999999999999,"00:01:09",26.3,26.079000000000001,25.87,25.259,"00:01:09",26.763999999999999,26.33,26.138000000000002,25.035,"00:01:09",28.754999999999999,27.786999999999999,27.495999999999999,25.251999999999999,"00:01:09",32.043999999999997,30.207999999999998,29.635999999999999,25.305,"00:01:09",36.061999999999998,33.499000000000002,32.296999999999997,25.241,"00:01:09",40.253999999999998,36.917999999999999,34.841999999999999,25.411999999999999,"00:01:09",44.475999999999999,39.283999999999999,36.930999999999997,24.928000000000001,"00:01:09",101.717,83.915000000000006,72.45,28.545000000000002,"00:01:09",78.527000000000001,69.251000000000005,60.332000000000001,27.649000000000001,"00:01:09",89.375,81.966999999999999,68.216999999999999,28.422000000000001,"00:01:09",85.622,79.088999999999999,67.588999999999999,28.12,null,null,null,null,null,null,null,null,null,null,null,null,null,null,null,null,null,null,null,null,null,null,null,"00:01:09",26.581,26.356999999999999,26.143999999999998,25.706,"00:01:09",25.713999999999999,25.736000000000001,25.466999999999999,25.422999999999998,"00:01:09",25.545999999999999,25.513000000000002,25.292000000000002,25.251999999999999,"00:01:09",25.597999999999999,25.527000000000001,25.33,25.238,"00:01:09",50.603000000000002,43.832999999999998,46.947000000000003,26.347999999999999,"00:01:09",78.278999999999996,65.628,68.694000000000003,29.091000000000001,"00:01:09",110.27500000000001,94.98,90.578000000000003,31.658000000000001]
["00:01:10",24.571000000000002,24.596,24.497,24.552,"00:01:10",24.608000000000001,24.611000000000001,24.504999999999999,24.523,"00:01:10",24.78,24.8,24.649000000000001,24.481999999999999,"00:01:10",24.806999999999999,24.785,24.645,24.518000000000001,6.5000000000001279E-2,7.6999999999998181E-2,4.4999999999998153E-2,"00:01:10",23.184000000000001,23.21,23.023,22.989000000000001,"00:01:10",23.564,23.547000000000001,23.236999999999998,23.036000000000001,"00:01:10",23.260999999999999,23.187000000000001,23.038,23.088000000000001,"00:01:10",24.434999999999999,24.428000000000001,23.852,23.047999999999998,"00:01:10",23.48,23.439,23.047000000000001,23.02,"00:01:10",23.535,23.420999999999999,23.248000000000001,23.175000000000001,"00:01:10",24.123999999999999,23.954000000000001,23.87,23.318000000000001,"00:01:10",25.327000000000002,25.077000000000002,25.059000000000001,23.34,"00:01:10",25.021999999999998,24.757000000000001,24.763999999999999,23.306999999999999,"00:01:10",23.827999999999999,23.684999999999999,23.536999999999999,23.364999999999998,"00:01:10",30.614000000000001,29.59,30.300999999999998,24.605,"00:01:10",33.686999999999998,32.098999999999997,33.436,24.672999999999998,"00:01:10",35.929000000000002,33.826999999999998,35.476999999999997,24.663,"00:01:10",25.116,24.814,24.754999999999999,24.067,"00:01:10",24.154,24.120999999999999,24.015999999999998,23.135000000000002,"00:01:10",23.887,23.815999999999999,23.689,23.146000000000001,"00:01:10",28.437000000000001,28.231000000000002,29.356999999999999,23.178000000000001,"00:01:10",33.948,33.176000000000002,36.145000000000003,23.202000000000002,"00:01:10",53.195999999999998,41.158000000000001,59.918999999999997,23.234000000000002,"00:01:10",47.646999999999998,35.356000000000002,55.88,23.277999999999999,"00:01:10",64.262,62.329000000000001,76.013000000000005,23.443999999999999,"00:01:10",69.468999999999994,74.563999999999993,80.200999999999993,26.437000000000001,"00:01:10",26.145,25.931999999999999,25.634,25.161000000000001,"00:01:10",25.684999999999999,25.645,25.417000000000002,24.946000000000002,"00:01:10",26.303999999999998,26.091000000000001,25.87,25.263000000000002,"00:01:10",26.79,26.337,26.152999999999999,25.030999999999999,"00:01:10",28.832000000000001,27.838999999999999,27.536999999999999,25.248999999999999,"00:01:10",32.073,30.218,29.646999999999998,25.300999999999998,"00:01:10",36.100999999999999,33.524999999999999,32.332999999999998,25.254999999999999,"00:01:10",40.322000000000003,36.935000000000002,34.878,25.405999999999999,"00:01:10",44.936999999999998,39.631,37.164999999999999,24.917000000000002,"00:01:10",100.873,83.215000000000003,71.909000000000006,28.541,"00:01:10",78.569999999999993,69.165000000000006,60.54,27.55,"00:01:10",89.691000000000003,81.841999999999999,68.498000000000005,28.29,"00:01:10",86.843000000000004,80.706999999999994,68.415000000000006,28.15,null,null,null,null,null,null,null,null,null,null,null,null,null,null,null,null,null,null,null,null,null,null,null,"00:01:10",26.591999999999999,26.356999999999999,26.143999999999998,25.698,"00:01:10",25.713999999999999,25.731999999999999,25.463999999999999,25.43,"00:01:10",25.564,25.530999999999999,25.31,25.251999999999999,"00:01:10",25.602,25.532,25.332999999999998,25.241,"00:01:10",51.167000000000002,44.274000000000001,47.453000000000003,26.51,"00:01:10",78.558999999999997,65.728999999999999,68.63,29.131,"00:01:10",110.246,94.408000000000001,90.721999999999994,31.625]
["00:01:11",24.582000000000001,24.6,24.494,24.556000000000001,"00:01:11",24.608000000000001,24.603999999999999,24.501000000000001,24.515999999999998,"00:01:11",24.785,24.817,24.664000000000001,24.489000000000001,"00:01:11",24.824000000000002,24.803999999999998,24.669,24.53,8.3999999999999631E-2,9.4000000000001194E-2,6.8999999999999062E-2,"00:01:11",23.196000000000002,23.231000000000002,23.032,22.992000000000001,"00:01:11",23.577000000000002,23.571999999999999,23.259,23.036000000000001,"00:01:11",23.263000000000002,23.18,23.036999999999999,23.079000000000001,"00:01:11",24.454000000000001,24.448,23.864999999999998,23.059000000000001,"00:01:11",23.483000000000001,23.440999999999999,23.048999999999999,23.024000000000001,"00:01:11",23.542999999999999,23.420999999999999,23.251999999999999,23.175000000000001,"00:01:11",24.231000000000002,24.047000000000001,23.969000000000001,23.318000000000001,"00:01:11",25.416,25.164999999999999,25.14,23.332999999999998,"00:01:11",25.151,24.882000000000001,24.893000000000001,23.308,"00:01:11",23.827999999999999,23.687999999999999,23.541,23.361000000000001,"00:01:11",30.739000000000001,29.701000000000001,30.425000000000001,24.609000000000002,"00:01:11",33.792999999999999,32.179000000000002,33.534999999999997,24.669,"00:01:11",36.049999999999997,33.921999999999997,35.587000000000003,24.670999999999999,"00:01:11",25.100999999999999,24.8,24.748000000000001,24.064,"00:01:11",24.154,24.119,24.021999999999998,23.132000000000001,"00:01:11",23.885999999999999,23.805,23.678000000000001,23.143999999999998,"00:01:11",28.465,28.25,29.385000000000002,23.173999999999999,"00:01:11",33.997999999999998,33.228999999999999,36.209000000000003,23.198,"00:01:11",53.219000000000001,41.134,59.966000000000001,23.234000000000002,"00:01:11",49.097999999999999,35.252000000000002,57.512,23.276,"00:01:11",64.331999999999994,62.216000000000001,76.225999999999999,23.443999999999999,"00:01:11",70.536000000000001,75.265000000000001,81.165000000000006,26.382000000000001,"00:01:11",26.135999999999999,25.920999999999999,25.626999999999999,25.161000000000001,"00:01:11",25.684999999999999,25.637,25.405000000000001,24.946000000000002,"00:01:11",26.308,26.091000000000001,25.873000000000001,25.263000000000002,"00:01:11",26.844999999999999,26.385000000000002,26.186,25.035,"00:01:11",28.895,27.875,27.57,25.236999999999998,"00:01:11",32.128,30.254999999999999,29.690999999999999,25.294,"00:01:11",36.165999999999997,33.554000000000002,32.377000000000002,25.254999999999999,"00:01:11",40.374000000000002,36.966000000000001,34.926000000000002,25.422999999999998,"00:01:11",45.148000000000003,39.798999999999999,37.271000000000001,24.91,"00:01:11",99.207999999999998,81.605999999999995,70.802999999999997,28.63,"00:01:11",78.685000000000002,69.100999999999999,60.853000000000002,27.337,"00:01:11",89.799000000000007,81.751999999999995,68.576999999999998,28.297999999999998,"00:01:11",87.429000000000002,81.388999999999996,68.792000000000002,28.283000000000001,null,null,null,null,null,null,null,null,null,null,null,null,null,null,null,null,null,null,null,null,null,null,null,"00:01:11",26.585000000000001,26.35,26.135999999999999,25.702000000000002,"00:01:11",25.718,25.734000000000002,25.475000000000001,25.431000000000001,"00:01:11",25.649000000000001,25.588000000000001,25.396999999999998,25.254999999999999,"00:01:11",25.606000000000002,25.532,25.332999999999998,25.245000000000001,"00:01:11",51.561,44.545000000000002,47.758000000000003,26.58,"00:01:11",79.093000000000004,65.846999999999994,68.457999999999998,29.283999999999999,"00:01:11",110.163,93.921999999999997,90.941999999999993,31.556000000000001]
["00:01:12",24.585999999999999,24.603999999999999,24.501000000000001,24.553000000000001,"00:01:12",24.611999999999998,24.611999999999998,24.498000000000001,24.527000000000001,"00:01:12",24.802,24.821999999999999,24.667999999999999,24.491,"00:01:12",24.843,24.83,24.683,24.527999999999999,0.10999999999999943,0.11299999999999955,8.2999999999998408E-2,"00:01:12",23.210999999999999,23.245999999999999,23.04,22.994,"00:01:12",23.594000000000001,23.588999999999999,23.263000000000002,23.038,"00:01:12",23.26,23.184000000000001,23.033000000000001,23.085000000000001,"00:01:12",24.475999999999999,24.472999999999999,23.876000000000001,23.056000000000001,"00:01:12",23.486999999999998,23.452000000000002,23.056999999999999,23.030999999999999,"00:01:12",23.539000000000001,23.407,23.248000000000001,23.167000000000002,"00:01:12",24.33,24.135000000000002,24.065000000000001,23.321999999999999,"00:01:12",25.507999999999999,25.25,25.231999999999999,23.341000000000001,"00:01:12",25.273,25,25.015000000000001,23.311,"00:01:12",23.824999999999999,23.687999999999999,23.538,23.356999999999999,"00:01:12",30.866,29.797000000000001,30.553000000000001,24.635000000000002,"00:01:12",33.881,32.252000000000002,33.633000000000003,24.651,"00:01:12",36.155999999999999,34.017000000000003,35.692999999999998,24.681999999999999,"00:01:12",25.091000000000001,24.803999999999998,24.748000000000001,24.06,"00:01:12",24.152999999999999,24.12,24.021999999999998,23.135000000000002,"00:01:12",23.885999999999999,23.815999999999999,23.684999999999999,23.143999999999998,"00:01:12",28.494,28.265999999999998,29.417999999999999,23.175999999999998,"00:01:12",34.04,33.274999999999999,36.262,23.196000000000002,"00:01:12",53.252000000000002,41.151000000000003,60.003999999999998,23.234000000000002,"00:01:12",50.45,35.226999999999997,59.006,23.274999999999999,"00:01:12",64.37,62.094000000000001,76.412000000000006,23.446000000000002,"00:01:12",71.540000000000006,75.718000000000004,82.058000000000007,26.379000000000001,"00:01:12",26.132999999999999,25.911999999999999,25.614000000000001,25.164999999999999,"00:01:12",25.681999999999999,25.637,25.405999999999999,24.949000000000002,"00:01:12",26.311,26.082999999999998,25.873000000000001,25.263000000000002,"00:01:12",26.878,26.411000000000001,26.207999999999998,25.035,"00:01:12",28.928000000000001,27.898,27.591999999999999,25.248999999999999,"00:01:12",32.19,30.298999999999999,29.731000000000002,25.309000000000001,"00:01:12",36.192999999999998,33.581000000000003,32.392000000000003,25.263000000000002,"00:01:12",40.454000000000001,37.034999999999997,34.972999999999999,25.449000000000002,"00:01:12",45.555,40.119999999999997,37.478999999999999,24.933,"00:01:12",97.546000000000006,80.641000000000005,69.742000000000004,28.693000000000001,"00:01:12",78.885999999999996,69.093999999999994,61.061999999999998,27.436,"00:01:12",89.968000000000004,81.563000000000002,68.731999999999999,28.512,"00:01:12",88.593000000000004,81.938999999999993,69.460999999999999,28.603000000000002,null,null,null,null,null,null,null,null,null,null,null,null,null,null,null,null,null,null,null,null,null,null,null,"00:01:12",26.6,26.361000000000001,26.14,25.699000000000002,"00:01:12",25.721,25.751000000000001,25.481999999999999,25.437999999999999,"00:01:12",25.725999999999999,25.664000000000001,25.469000000000001,25.263000000000002,"00:01:12",25.608000000000001,25.538,25.338999999999999,25.245000000000001,"00:01:12",52.41,45.118000000000002,48.436,26.638999999999999,"00:01:12",79.325999999999993,65.846999999999994,68.432000000000002,29.318999999999999,"00:01:12",110.11199999999999,93.67,91.028999999999996,31.661999999999999]
["00:01:13",24.582999999999998,24.608000000000001,24.498000000000001,24.553000000000001,"00:01:13",24.606999999999999,24.611999999999998,24.506,24.52,"00:01:13",24.808,24.826000000000001,24.673999999999999,24.492000000000001,"00:01:13",24.856000000000002,24.837,24.69,24.527999999999999,0.11700000000000088,0.12600000000000122,8.9999999999999858E-2,"00:01:13",23.22,23.254999999999999,23.045000000000002,22.99,"00:01:13",23.617000000000001,23.605,23.276,23.041,"00:01:13",23.253,23.181000000000001,23.042999999999999,23.08,"00:01:13",24.492999999999999,24.491,23.890999999999998,23.050999999999998,"00:01:13",23.491,23.44,23.052,23.021999999999998,"00:01:13",23.527999999999999,23.411000000000001,23.23,23.16,"00:01:13",24.43,24.227,24.157,23.33,"00:01:13",25.588999999999999,25.338999999999999,25.312999999999999,23.334,"00:01:13",25.39,25.129000000000001,25.137,23.312000000000001,"00:01:13",23.821000000000002,23.678000000000001,23.533999999999999,23.361000000000001,"00:01:13",30.975999999999999,29.896000000000001,30.67,24.65,"00:01:13",33.972000000000001,32.347000000000001,33.731999999999999,24.655000000000001,"00:01:13",36.258000000000003,34.097000000000001,35.790999999999997,24.704000000000001,"00:01:13",25.082999999999998,24.785,24.738,24.053000000000001,"00:01:13",24.152999999999999,24.120999999999999,24.026,23.134,"00:01:13",23.885999999999999,23.812000000000001,23.681999999999999,23.137,"00:01:13",28.524000000000001,28.283000000000001,29.448,23.172999999999998,"00:01:13",34.078000000000003,33.32,36.323999999999998,23.195,"00:01:13",53.287999999999997,41.131,60.042000000000002,23.233000000000001,"00:01:13",51.698,35.284999999999997,60.360999999999997,23.276,"00:01:13",64.415000000000006,62.082999999999998,76.558999999999997,23.45,"00:01:13",72.444000000000003,76.393000000000001,82.897999999999996,26.498999999999999,"00:01:13",26.126000000000001,25.911999999999999,25.616,25.154,"00:01:13",25.684999999999999,25.640999999999998,25.413,24.95,"00:01:13",26.326000000000001,26.102,25.884,25.263000000000002,"00:01:13",26.893000000000001,26.428999999999998,26.227,25.027999999999999,"00:01:13",28.978999999999999,27.934000000000001,27.632999999999999,25.245000000000001,"00:01:13",32.219000000000001,30.317,29.745999999999999,25.309000000000001,"00:01:13",36.228000000000002,33.619999999999997,32.409999999999997,25.280999999999999,"00:01:13",40.51,37.091999999999999,34.997,25.452000000000002,"00:01:13",45.91,40.228999999999999,37.68,24.948,"00:01:13",96.715000000000003,80.227999999999994,69.236000000000004,28.655999999999999,"00:01:13",79.036000000000001,69.08,61.137,27.481000000000002,"00:01:13",90.221000000000004,81.617000000000004,68.843999999999994,28.504999999999999,"00:01:13",89.674000000000007,82.287999999999997,70.081999999999994,28.718,null,null,null,null,null,null,null,null,null,null,null,null,null,null,null,null,null,null,null,null,null,null,null,"00:01:13",26.6,26.364999999999998,26.143999999999998,25.687999999999999,"00:01:13",25.725000000000001,25.751000000000001,25.478999999999999,25.442,"00:01:13",25.774000000000001,25.693000000000001,25.509,25.254999999999999,"00:01:13",25.606000000000002,25.536000000000001,25.33,25.248999999999999,"00:01:13",52.841999999999999,45.466999999999999,48.802,26.690999999999999,"00:01:13",79.418999999999997,65.84,68.382000000000005,29.5,"00:01:13",110.029,93.087999999999994,91.281000000000006,31.811]
["00:01:14",24.579000000000001,24.609000000000002,24.506,24.561,"00:01:14",24.611000000000001,24.611000000000001,24.501999999999999,24.510999999999999,"00:01:14",24.814,24.841000000000001,24.683,24.497,"00:01:14",24.863,24.858000000000001,24.702999999999999,24.524999999999999,0.13800000000000168,0.13299999999999912,0.10299999999999798,"00:01:14",23.23,23.260999999999999,23.053000000000001,22.986999999999998,"00:01:14",23.632999999999999,23.62,23.286999999999999,23.047999999999998,"00:01:14",23.254999999999999,23.184999999999999,23.036000000000001,23.076000000000001,"00:01:14",24.518999999999998,24.512,23.904,23.056000000000001,"00:01:14",23.486000000000001,23.436,23.053999999999998,23.027999999999999,"00:01:14",23.532,23.414000000000001,23.234000000000002,23.16,"00:01:14",24.513999999999999,24.308,24.25,23.318999999999999,"00:01:14",25.678000000000001,25.42,25.376000000000001,23.33,"00:01:14",25.518999999999998,25.242999999999999,25.257999999999999,23.33,"00:01:14",23.832000000000001,23.689,23.533999999999999,23.364999999999998,"00:01:14",31.088999999999999,29.992000000000001,30.771999999999998,24.657,"00:01:14",34.070999999999998,32.417000000000002,33.83,24.652000000000001,"00:01:14",36.378,34.195999999999998,35.893999999999998,24.712,"00:01:14",25.084,24.789000000000001,24.734000000000002,24.053000000000001,"00:01:14",24.158000000000001,24.129000000000001,24.026,23.135000000000002,"00:01:14",23.888000000000002,23.809000000000001,23.68,23.145,"00:01:14",28.545999999999999,28.295999999999999,29.468,23.167000000000002,"00:01:14",34.119999999999997,33.362000000000002,36.384,23.2,"00:01:14",53.313000000000002,41.164000000000001,60.076000000000001,23.222000000000001,"00:01:14",52.832999999999998,35.445999999999998,61.6,23.279,"00:01:14",64.445999999999998,62.2,76.691999999999993,23.452999999999999,"00:01:14",73.245000000000005,77.313999999999993,83.661000000000001,26.523,"00:01:14",26.111000000000001,25.896000000000001,25.605,25.152999999999999,"00:01:14",25.681999999999999,25.645,25.413,24.95,"00:01:14",26.321999999999999,26.097999999999999,25.888000000000002,25.27,"00:01:14",26.937000000000001,26.459,26.248999999999999,25.035,"00:01:14",29.045999999999999,27.971,27.67,25.241,"00:01:14",32.247999999999998,30.346,29.768000000000001,25.305,"00:01:14",36.276000000000003,33.667000000000002,32.432000000000002,25.295999999999999,"00:01:14",40.576999999999998,37.162999999999997,35.027999999999999,25.463000000000001,"00:01:14",46.052,40.273000000000003,37.779000000000003,24.96,"00:01:14",95.07,78.903000000000006,68.212999999999994,28.696999999999999,"00:01:14",79.33,69.299000000000007,61.277999999999999,27.724,"00:01:14",90.372,81.731999999999999,68.92,28.56,"00:01:14",90.17,82.662000000000006,70.400999999999996,28.733000000000001,null,null,null,null,null,null,null,null,null,null,null,null,null,null,null,null,null,null,null,null,null,null,null,"00:01:14",26.597000000000001,26.356999999999999,26.132999999999999,25.655000000000001,"00:01:14",25.72,25.744,25.49,25.44,"00:01:14",26.053999999999998,25.907,25.777999999999999,25.257000000000001,"00:01:14",25.602,25.532,25.347999999999999,25.256,"00:01:14",53.104999999999997,45.716999999999999,49.033999999999999,26.698,"00:01:14",79.626999999999995,65.86,68.272999999999996,29.544,"00:01:14",109.913,92.421999999999997,91.463999999999999,31.617999999999999]
["00:01:15",24.571999999999999,24.594000000000001,24.495000000000001,24.553999999999998,"00:01:15",24.62,24.613,24.506,24.527999999999999,"00:01:15",24.824999999999999,24.850999999999999,24.689,24.501000000000001,"00:01:15",24.878,24.876000000000001,24.718,24.529,0.15600000000000236,0.14799999999999969,0.11799999999999855,"00:01:15",23.228000000000002,23.265000000000001,23.053000000000001,22.984999999999999,"00:01:15",23.643000000000001,23.643000000000001,23.292999999999999,23.045000000000002,"00:01:15",23.254999999999999,23.189,23.04,23.085999999999999,"00:01:15",24.526,24.53,23.91,23.055,"00:01:15",23.492000000000001,23.448,23.058,23.032,"00:01:15",23.521000000000001,23.407,23.245000000000001,23.161000000000001,"00:01:15",24.625,24.408000000000001,24.349,23.326000000000001,"00:01:15",25.751000000000001,25.494,25.452999999999999,23.331,"00:01:15",25.648,25.364999999999998,25.376000000000001,23.338000000000001,"00:01:15",23.829000000000001,23.684999999999999,23.538,23.361999999999998,"00:01:15",31.206,30.087,30.882000000000001,24.661000000000001,"00:01:15",34.161999999999999,32.493000000000002,33.921999999999997,24.658999999999999,"00:01:15",36.481000000000002,34.276000000000003,35.988999999999997,24.704999999999998,"00:01:15",25.087,24.8,24.734000000000002,24.056999999999999,"00:01:15",24.158000000000001,24.126999999999999,24.024000000000001,23.140999999999998,"00:01:15",23.884,23.811,23.68,23.145,"00:01:15",28.565000000000001,28.305,29.492000000000001,23.167000000000002,"00:01:15",34.170999999999999,33.405999999999999,36.448,23.196999999999999,"00:01:15",53.356999999999999,41.216000000000001,60.143999999999998,23.236000000000001,"00:01:15",53.884999999999998,35.719000000000001,62.723999999999997,23.28,"00:01:15",64.483000000000004,62.247999999999998,76.793999999999997,23.45,"00:01:15",73.975999999999999,77.688999999999993,84.397999999999996,26.63,"00:01:15",26.1,25.887,25.6,25.151,"00:01:15",25.686,25.638000000000002,25.41,24.946000000000002,"00:01:15",26.326000000000001,26.097999999999999,25.891999999999999,25.274000000000001,"00:01:15",26.989000000000001,26.488,26.274999999999999,25.035,"00:01:15",29.064,27.986000000000001,27.681000000000001,25.248999999999999,"00:01:15",32.295000000000002,30.361000000000001,29.797999999999998,25.309000000000001,"00:01:15",36.325000000000003,33.712000000000003,32.454000000000001,25.305,"00:01:15",40.65,37.220999999999997,35.06,25.449000000000002,"00:01:15",46.307000000000002,40.356999999999999,37.950000000000003,25.132999999999999,"00:01:15",93.566000000000003,77.997,67.293999999999997,28.904,"00:01:15",79.539000000000001,69.167000000000002,61.353000000000002,27.617000000000001,"00:01:15",90.588999999999999,82.167000000000002,69.075000000000003,28.722999999999999,"00:01:15",91.037999999999997,83.534999999999997,71,28.603999999999999,null,null,null,null,null,null,null,null,null,null,null,null,null,null,null,null,null,null,null,null,null,null,null,"00:01:15",26.597000000000001,26.361000000000001,26.137,25.651,"00:01:15",25.736999999999998,25.748000000000001,25.494,25.442,"00:01:15",26.274999999999999,26.087,25.988,25.256,"00:01:15",25.594999999999999,25.523,25.33,25.238,"00:01:15",53.710999999999999,46.265999999999998,49.545999999999999,26.733000000000001,"00:01:15",79.787999999999997,65.941000000000003,68.242000000000004,29.544,"00:01:15",109.852,92.123000000000005,91.478999999999999,31.632999999999999]
["00:01:16",24.58,24.594999999999999,24.498999999999999,24.547000000000001,"00:01:16",24.62,24.62,24.507999999999999,24.527000000000001,"00:01:16",24.827000000000002,24.864000000000001,24.695,24.507000000000001,"00:01:16",24.893000000000001,24.899000000000001,24.725999999999999,24.530999999999999,0.17900000000000205,0.16300000000000026,0.12599999999999767,"00:01:16",23.238,23.276,23.059000000000001,22.984000000000002,"00:01:16",23.65,23.645,23.305,23.04,"00:01:16",23.259,23.184999999999999,23.04,23.082000000000001,"00:01:16",24.541,24.545000000000002,23.920999999999999,23.050999999999998,"00:01:16",23.492000000000001,23.443999999999999,23.053999999999998,23.032,"00:01:16",23.524999999999999,23.404,23.245000000000001,23.161000000000001,"00:01:16",24.706,24.481999999999999,24.43,23.33,"00:01:16",25.821999999999999,25.568000000000001,25.52,23.323,"00:01:16",25.754999999999999,25.463999999999999,25.475999999999999,23.341999999999999,"00:01:16",23.835999999999999,23.686,23.542000000000002,23.358000000000001,"00:01:16",31.305,30.170999999999999,30.984000000000002,24.669,"00:01:16",34.246000000000002,32.555999999999997,34.009,24.678000000000001,"00:01:16",36.575000000000003,34.356999999999999,36.084000000000003,24.693999999999999,"00:01:16",25.077000000000002,24.800999999999998,24.727,24.056999999999999,"00:01:16",24.16,24.126999999999999,24.027999999999999,23.128,"00:01:16",23.884,23.811,23.684000000000001,23.143000000000001,"00:01:16",28.588999999999999,28.326000000000001,29.521999999999998,23.172999999999998,"00:01:16",34.204000000000001,33.450000000000003,36.500999999999998,23.199000000000002,"00:01:16",53.402000000000001,41.2,60.188000000000002,23.24,"00:01:16",54.872,36.119999999999997,63.749000000000002,23.279,"00:01:16",64.528000000000006,62.234000000000002,76.873999999999995,23.457000000000001,"00:01:16",74.706999999999994,77.924999999999997,85.084999999999994,26.905999999999999,"00:01:16",26.097000000000001,25.887,25.593,25.151,"00:01:16",25.689,25.634,25.405999999999999,24.946000000000002,"00:01:16",26.33,26.113,25.899000000000001,25.280999999999999,"00:01:16",26.995999999999999,26.503,26.282,25.035,"00:01:16",29.116,28.023,27.716999999999999,25.245000000000001,"00:01:16",32.328000000000003,30.385999999999999,29.812000000000001,25.315999999999999,"00:01:16",36.381,33.74,32.472000000000001,25.3,"00:01:16",40.700000000000003,37.237000000000002,35.098999999999997,25.45,"00:01:16",46.539000000000001,40.514000000000003,38.115000000000002,25.155999999999999,"00:01:16",92.825000000000003,77.623999999999995,66.855999999999995,28.954999999999998,"00:01:16",79.61,69.113,61.372,27.510999999999999,"00:01:16",90.710999999999999,82.213999999999999,69.23,28.712,"00:01:16",91.873999999999995,84.462000000000003,71.527000000000001,28.600999999999999,null,null,null,null,null,null,null,null,null,null,null,null,null,null,null,null,null,null,null,null,null,null,null,"00:01:16",26.6,26.361000000000001,26.137,25.611000000000001,"00:01:16",25.722000000000001,25.748000000000001,25.49,25.439,"00:01:16",26.448,26.22,26.138999999999999,25.259,"00:01:16",25.577000000000002,25.503,25.327000000000002,25.224,"00:01:16",54.072000000000003,46.546999999999997,49.814,26.779,"00:01:16",79.912999999999997,65.995000000000005,68.257000000000005,29.573,"00:01:16",109.874,91.781000000000006,91.215999999999994,31.614999999999998]
["00:01:17",24.58,24.599,24.503,24.550999999999998,"00:01:17",24.635000000000002,24.635000000000002,24.515999999999998,24.527000000000001,"00:01:17",24.829000000000001,24.859000000000002,24.699000000000002,24.509,"00:01:17",24.905999999999999,24.914000000000001,24.739000000000001,24.524000000000001,0.19400000000000261,0.17599999999999838,0.13899999999999935,"00:01:17",23.248999999999999,23.28,23.062999999999999,22.977,"00:01:17",23.664000000000001,23.654,23.303000000000001,23.042000000000002,"00:01:17",23.254000000000001,23.181999999999999,23.035,23.074999999999999,"00:01:17",24.553999999999998,24.56,23.931000000000001,23.053000000000001,"00:01:17",23.49,23.446000000000002,23.053999999999998,23.033999999999999,"00:01:17",23.524999999999999,23.411000000000001,23.242000000000001,23.172000000000001,"00:01:17",24.786999999999999,24.562999999999999,24.510999999999999,23.323,"00:01:17",25.899000000000001,25.649000000000001,25.597000000000001,23.331,"00:01:17",25.861999999999998,25.564,25.582000000000001,23.344999999999999,"00:01:17",23.837,23.678000000000001,23.530999999999999,23.358000000000001,"00:01:17",31.414000000000001,30.259,31.082999999999998,24.669,"00:01:17",34.319000000000003,32.622,34.085999999999999,24.681999999999999,"00:01:17",36.667000000000002,34.421999999999997,36.174999999999997,24.722999999999999,"00:01:17",25.062000000000001,24.792999999999999,24.724,24.05,"00:01:17",24.158999999999999,24.125,24.03,23.132000000000001,"00:01:17",23.89,23.812999999999999,23.686,23.146999999999998,"00:01:17",28.626000000000001,28.35,29.553000000000001,23.177,"00:01:17",34.25,33.500999999999998,36.56,23.202000000000002,"00:01:17",53.436,41.177999999999997,60.213000000000001,23.238,"00:01:17",55.798999999999999,36.481000000000002,64.69,23.283000000000001,"00:01:17",64.578999999999994,62.235999999999997,76.905000000000001,23.448,"00:01:17",75.361000000000004,78.275999999999996,85.691999999999993,27.276,"00:01:17",26.100999999999999,25.887,25.591000000000001,25.161000000000001,"00:01:17",25.686,25.641999999999999,25.417000000000002,24.95,"00:01:17",26.334,26.117000000000001,25.907,25.274000000000001,"00:01:17",27.029,26.521000000000001,26.315000000000001,25.039000000000001,"00:01:17",29.155999999999999,28.045000000000002,27.742999999999999,25.238,"00:01:17",32.356999999999999,30.408000000000001,29.846,25.315999999999999,"00:01:17",36.429000000000002,33.722000000000001,32.487000000000002,25.280999999999999,"00:01:17",40.750999999999998,37.246000000000002,35.130000000000003,25.452000000000002,"00:01:17",46.655999999999999,40.594000000000001,38.188000000000002,25.164000000000001,"00:01:17",91.378,76.471000000000004,66.045000000000002,28.937000000000001,"00:01:17",79.75,69.421999999999997,61.417999999999999,27.614000000000001,"00:01:17",90.762,82.412000000000006,69.298000000000002,28.65,"00:01:17",92.313000000000002,84.694999999999993,71.781999999999996,28.571999999999999,null,null,null,null,null,null,null,null,null,null,null,null,null,null,null,null,null,null,null,null,null,null,null,"00:01:17",26.593,26.361000000000001,26.137,25.591999999999999,"00:01:17",25.724,25.745999999999999,25.492000000000001,25.45,"00:01:17",26.917000000000002,26.564,26.591000000000001,25.260999999999999,"00:01:17",25.573,25.495999999999999,25.318999999999999,25.227,"00:01:17",54.284999999999997,46.703000000000003,49.966000000000001,26.823,"00:01:17",80.162999999999997,66.073999999999998,68.344999999999999,29.645,"00:01:17",110.026,91.611999999999995,90.619,31.745999999999999]
["00:01:18",24.581,24.603000000000002,24.489000000000001,24.550999999999998,"00:01:18",24.628,24.628,24.507000000000001,24.51,"00:01:18",24.837,24.867999999999999,24.699000000000002,24.5,"00:01:18",24.920999999999999,24.93,24.757000000000001,24.54,0.21000000000000085,0.19099999999999895,0.15700000000000003,"00:01:18",23.254999999999999,23.288,23.068999999999999,22.975000000000001,"00:01:18",23.675000000000001,23.667999999999999,23.315999999999999,23.030999999999999,"00:01:18",23.254000000000001,23.181999999999999,23.030999999999999,23.077000000000002,"00:01:18",24.574999999999999,24.577000000000002,23.94,23.05,"00:01:18",23.486999999999998,23.434000000000001,23.047000000000001,23.033000000000001,"00:01:18",23.524999999999999,23.414999999999999,23.242000000000001,23.164999999999999,"00:01:18",24.890999999999998,24.648,24.6,23.327000000000002,"00:01:18",25.972999999999999,25.719000000000001,25.655999999999999,23.331,"00:01:18",25.965,25.663,25.673999999999999,23.341999999999999,"00:01:18",23.821999999999999,23.678999999999998,23.535,23.361999999999998,"00:01:18",31.509,30.347000000000001,31.181000000000001,24.68,"00:01:18",34.4,32.68,34.167000000000002,24.704000000000001,"00:01:18",36.758000000000003,34.51,36.259,24.745999999999999,"00:01:18",25.062000000000001,24.794,24.716000000000001,24.047000000000001,"00:01:18",24.155000000000001,24.122,24.023,23.125,"00:01:18",23.885999999999999,23.809000000000001,23.686,23.140999999999998,"00:01:18",28.643999999999998,28.363,29.581,23.178999999999998,"00:01:18",34.283000000000001,33.542999999999999,36.604999999999997,23.201000000000001,"00:01:18",53.473999999999997,41.290999999999997,60.241999999999997,23.231000000000002,"00:01:18",56.677999999999997,36.594000000000001,65.572000000000003,23.280999999999999,"00:01:18",64.623999999999995,62.256,76.905000000000001,23.446000000000002,"00:01:18",75.897999999999996,78.932000000000002,86.228999999999999,27.46,"00:01:18",26.09,25.873000000000001,25.585999999999999,25.152000000000001,"00:01:18",25.681999999999999,25.634,25.417000000000002,24.95,"00:01:18",26.33,26.106000000000002,25.891999999999999,25.274000000000001,"00:01:18",27.055,26.54,26.33,25.039000000000001,"00:01:18",29.184999999999999,28.067,27.768999999999998,25.245000000000001,"00:01:18",32.386000000000003,30.43,29.856000000000002,25.324000000000002,"00:01:18",36.456000000000003,33.710999999999999,32.49,25.27,"00:01:18",40.808999999999997,37.268000000000001,35.173000000000002,25.452000000000002,"00:01:18",46.896000000000001,40.743000000000002,38.326999999999998,25.131,"00:01:18",90.082999999999998,75.608000000000004,65.31,28.867999999999999,"00:01:18",79.825999999999993,69.900000000000006,61.462000000000003,27.702999999999999,"00:01:18",90.938999999999993,82.298000000000002,69.427999999999997,28.58,"00:01:18",93.108999999999995,84.581000000000003,72.316000000000003,28.954999999999998,null,null,null,null,null,null,null,null,null,null,null,null,null,null,null,null,null,null,null,null,null,null,null,"00:01:18",26.597000000000001,26.358000000000001,26.13,25.588999999999999,"00:01:18",25.715,25.744,25.494,25.443000000000001,"00:01:18",27.21,26.79,26.875,25.256,"00:01:18",25.54,25.477,25.327999999999999,25.228999999999999,"00:01:18",54.725000000000001,47.08,50.274999999999999,26.876999999999999,"00:01:18",80.260999999999996,66.123999999999995,68.293000000000006,29.731999999999999,"00:01:18",110.05800000000001,91.515000000000001,90.277000000000001,31.841000000000001]
["00:01:19",24.577000000000002,24.599,24.495999999999999,24.544,"00:01:19",24.617999999999999,24.625,24.510999999999999,24.518000000000001,"00:01:19",24.841000000000001,24.87,24.71,24.513000000000002,"00:01:19",24.936,24.943000000000001,24.771999999999998,24.535,0.22300000000000253,0.20599999999999952,0.17199999999999704,"00:01:19",23.263999999999999,23.300999999999998,23.077999999999999,22.984999999999999,"00:01:19",23.686,23.681000000000001,23.329000000000001,23.041,"00:01:19",23.254000000000001,23.19,23.041,23.082999999999998,"00:01:19",24.59,24.594999999999999,23.952999999999999,23.056000000000001,"00:01:19",23.486000000000001,23.434000000000001,23.047999999999998,23.029,"00:01:19",23.529,23.404,23.242000000000001,23.164999999999999,"00:01:19",24.963999999999999,24.722000000000001,24.677,23.334,"00:01:19",26.05,25.792999999999999,25.722999999999999,23.335000000000001,"00:01:19",26.065000000000001,25.756,25.77,23.346,"00:01:19",23.829000000000001,23.681999999999999,23.527999999999999,23.358000000000001,"00:01:19",31.608000000000001,30.434999999999999,31.273,24.696000000000002,"00:01:19",34.476999999999997,32.734999999999999,34.247,24.712,"00:01:19",36.838999999999999,34.572000000000003,36.338999999999999,24.757000000000001,"00:01:19",25.055,24.797999999999998,24.72,24.053999999999998,"00:01:19",24.155000000000001,24.126000000000001,24.032,23.138000000000002,"00:01:19",23.884,23.815000000000001,23.681999999999999,23.138999999999999,"00:01:19",28.666,28.372,29.608000000000001,23.175000000000001,"00:01:19",34.314,33.587000000000003,36.655000000000001,23.21,"00:01:19",53.500999999999998,41.411000000000001,60.265000000000001,23.233000000000001,"00:01:19",57.524000000000001,36.590000000000003,66.394000000000005,23.280999999999999,"00:01:19",64.677999999999997,62.298999999999999,76.912000000000006,23.443999999999999,"00:01:19",76.343999999999994,79.38,86.751999999999995,27.481999999999999,"00:01:19",26.09,25.888000000000002,25.594999999999999,25.161000000000001,"00:01:19",25.675000000000001,25.631,25.414000000000001,24.946999999999999,"00:01:19",26.341000000000001,26.117000000000001,25.9,25.277999999999999,"00:01:19",27.065999999999999,26.550999999999998,26.338000000000001,25.032,"00:01:19",29.233000000000001,28.093,27.791,25.245000000000001,"00:01:19",32.405000000000001,30.440999999999999,29.875,25.312999999999999,"00:01:19",36.491,33.722000000000001,32.497,25.259,"00:01:19",40.871000000000002,37.271999999999998,35.191000000000003,25.45,"00:01:19",47.146000000000001,40.866999999999997,38.463000000000001,25.154,"00:01:19",89.447000000000003,75.242999999999995,64.983000000000004,28.716999999999999,"00:01:19",79.811999999999998,69.835999999999999,61.469000000000001,27.56,"00:01:19",91.097999999999999,82.539000000000001,69.489000000000004,28.466999999999999,"00:01:19",93.915999999999997,85.066000000000003,72.843000000000004,28.812000000000001,null,null,null,null,null,null,null,null,null,null,null,null,null,null,null,null,null,null,null,null,null,null,null,"00:01:19",26.603999999999999,26.353999999999999,26.140999999999998,25.591999999999999,"00:01:19",25.725999999999999,25.741,25.486999999999998,25.443000000000001,"00:01:19",27.416,26.945,27.065999999999999,25.256,"00:01:19",25.524999999999999,25.481000000000002,25.33,25.231000000000002,"00:01:19",54.963999999999999,47.305,50.445999999999998,26.914999999999999,"00:01:19",80.347999999999999,66.135000000000005,68.304000000000002,29.768999999999998,"00:01:19",110.03700000000001,91.201999999999998,90.018000000000001,31.925000000000001]
["00:01:20",24.581,24.611000000000001,24.5,24.552,"00:01:20",24.64,24.64,24.53,24.526,"00:01:20",24.835000000000001,24.87,24.702999999999999,24.501000000000001,"00:01:20",24.94,24.96,24.777999999999999,24.527999999999999,0.24000000000000199,0.21000000000000085,0.17799999999999727,"00:01:20",23.277000000000001,23.318000000000001,23.09,22.984999999999999,"00:01:20",23.704999999999998,23.698,23.331,23.039000000000001,"00:01:20",23.26,23.184999999999999,23.041,23.076000000000001,"00:01:20",24.597000000000001,24.605,23.957000000000001,23.052,"00:01:20",23.48,23.431999999999999,23.042000000000002,23.026,"00:01:20",23.536999999999999,23.408000000000001,23.231000000000002,23.164999999999999,"00:01:20",25.042000000000002,24.806000000000001,24.751000000000001,23.338000000000001,"00:01:20",26.117000000000001,25.863,25.782,23.346,"00:01:20",26.16,25.850999999999999,25.855,23.338000000000001,"00:01:20",23.815000000000001,23.675000000000001,23.527999999999999,23.359000000000002,"00:01:20",31.687999999999999,30.510999999999999,31.36,24.684999999999999,"00:01:20",34.542000000000002,32.79,34.32,24.716000000000001,"00:01:20",36.923000000000002,34.645000000000003,36.427,24.765000000000001,"00:01:20",25.055,24.79,24.713000000000001,24.050999999999998,"00:01:20",24.164000000000001,24.135000000000002,24.033999999999999,23.135999999999999,"00:01:20",23.881,23.811,23.686,23.145,"00:01:20",28.678999999999998,28.387,29.632000000000001,23.172000000000001,"00:01:20",34.335999999999999,33.616,36.686999999999998,23.204000000000001,"00:01:20",53.518000000000001,41.42,60.29,23.236999999999998,"00:01:20",58.305,36.567,67.165000000000006,23.280999999999999,"00:01:20",64.744,62.353999999999999,76.915999999999997,23.443999999999999,"00:01:20",76.769000000000005,79.412000000000006,87.227999999999994,27.498999999999999,"00:01:20",26.085000000000001,25.885999999999999,25.585000000000001,25.158000000000001,"00:01:20",25.681999999999999,25.635000000000002,25.41,24.946999999999999,"00:01:20",26.341000000000001,26.117000000000001,25.902999999999999,25.274000000000001,"00:01:20",27.096,26.573,26.36,25.042999999999999,"00:01:20",29.27,28.122,27.817,25.241,"00:01:20",32.436999999999998,30.452000000000002,29.896999999999998,25.309000000000001,"00:01:20",36.533999999999999,33.722000000000001,32.512,25.274000000000001,"00:01:20",40.936,37.271999999999998,35.216999999999999,25.437000000000001,"00:01:20",47.27,40.94,38.518000000000001,25.138999999999999,"00:01:20",88.290999999999997,74.558999999999997,64.305000000000007,28.449000000000002,"00:01:20",79.757999999999996,69.867999999999995,61.502000000000002,27.91,"00:01:20",91.180999999999997,82.528000000000006,69.518000000000001,28.533000000000001,"00:01:20",94.343999999999994,85.709000000000003,73.087000000000003,28.885999999999999,null,null,null,null,null,null,null,null,null,null,null,null,null,null,null,null,null,null,null,null,null,null,null,"00:01:20",26.608000000000001,26.373000000000001,26.152000000000001,25.603999999999999,"00:01:20",25.722999999999999,25.745000000000001,25.489000000000001,25.443000000000001,"00:01:20",27.949000000000002,27.355,27.576000000000001,25.268999999999998,"00:01:20",25.529,25.478000000000002,25.327000000000002,25.22,"00:01:20",55.119,47.442999999999998,50.543999999999997,26.922999999999998,"00:01:20",80.649000000000001,66.13,68.494,29.829000000000001,"00:01:20",109.85599999999999,90.929000000000002,90.028999999999996,31.928000000000001]
["00:01:21",24.585000000000001,24.606999999999999,24.507999999999999,24.552,"00:01:21",24.64,24.64,24.524000000000001,24.516999999999999,"00:01:21",24.834,24.869,24.701000000000001,24.498999999999999,"00:01:21",24.946000000000002,24.963999999999999,24.777999999999999,24.523,0.24399999999999977,0.21600000000000108,0.17799999999999727,"00:01:21",23.283000000000001,23.329000000000001,23.097000000000001,22.989000000000001,"00:01:21",23.707000000000001,23.698,23.335000000000001,23.033999999999999,"00:01:21",23.263999999999999,23.184999999999999,23.033999999999999,23.08,"00:01:21",24.614000000000001,24.629000000000001,23.975999999999999,23.06,"00:01:21",23.471,23.431000000000001,23.045000000000002,23.027999999999999,"00:01:21",23.521999999999998,23.401,23.228000000000002,23.154,"00:01:21",25.111999999999998,24.869,24.821000000000002,23.335000000000001,"00:01:21",26.178999999999998,25.928999999999998,25.841000000000001,23.353999999999999,"00:01:21",26.253,25.936,25.94,23.341999999999999,"00:01:21",23.821999999999999,23.683,23.524000000000001,23.359000000000002,"00:01:21",31.786999999999999,30.588000000000001,31.448,24.689,"00:01:21",34.600999999999999,32.834000000000003,34.381999999999998,24.693999999999999,"00:01:21",37.01,34.715000000000003,36.506999999999998,24.771999999999998,"00:01:21",25.036999999999999,24.776,24.702000000000002,24.062000000000001,"00:01:21",24.166,24.135000000000002,24.036000000000001,23.134,"00:01:21",23.888000000000002,23.809000000000001,23.681999999999999,23.143000000000001,"00:01:21",28.702999999999999,28.411000000000001,29.666,23.175000000000001,"00:01:21",34.366999999999997,33.651000000000003,36.728000000000002,23.21,"00:01:21",53.533999999999999,41.384999999999998,60.317,23.234999999999999,"00:01:21",59.037999999999997,36.326000000000001,67.853999999999999,23.279,"00:01:21",64.813999999999993,62.497999999999998,76.91,23.440999999999999,"00:01:21",77.188000000000002,79.602000000000004,87.600999999999999,27.571000000000002,"00:01:21",26.087,25.881,25.587,25.163,"00:01:21",25.686,25.641999999999999,25.420999999999999,24.954000000000001,"00:01:21",26.334,26.113,25.9,25.274000000000001,"00:01:21",27.132999999999999,26.603000000000002,26.382000000000001,25.042999999999999,"00:01:21",29.285,28.143999999999998,27.827999999999999,25.241,"00:01:21",32.466999999999999,30.466000000000001,29.925999999999998,25.309000000000001,"00:01:21",36.552,33.722000000000001,32.506999999999998,25.283000000000001,"00:01:21",41.037999999999997,37.265000000000001,35.256999999999998,25.463000000000001,"00:01:21",47.481000000000002,41.146999999999998,38.628,25.225000000000001,"00:01:21",87.257999999999996,73.692999999999998,63.640999999999998,28.475000000000001,"00:01:21",79.748000000000005,70.144999999999996,61.524000000000001,27.954000000000001,"00:01:21",91.260999999999996,82.435000000000002,69.619,28.571000000000002,"00:01:21",95.119,86.072000000000003,73.588999999999999,29.257999999999999,null,null,null,null,null,null,null,null,null,null,null,null,null,null,null,null,null,null,null,null,null,null,null,"00:01:21",26.611999999999998,26.373000000000001,26.143999999999998,25.611000000000001,"00:01:21",25.73,25.748000000000001,25.501999999999999,25.436,"00:01:21",28.273,27.577999999999999,27.864999999999998,25.266999999999999,"00:01:21",25.509,25.45,25.315999999999999,25.215,"00:01:21",55.417000000000002,47.716999999999999,50.804000000000002,27.010999999999999,"00:01:21",80.793000000000006,66.191999999999993,68.507999999999996,29.754000000000001,"00:01:21",109.73699999999999,90.852999999999994,90.096999999999994,31.925000000000001]
["00:01:22",24.588999999999999,24.611000000000001,24.504999999999999,24.56,"00:01:22",24.652000000000001,24.648,24.538,24.518999999999998,"00:01:22",24.832000000000001,24.867000000000001,24.704999999999998,24.498999999999999,"00:01:22",24.962,24.983000000000001,24.792999999999999,24.53,0.26300000000000168,0.23199999999999932,0.19299999999999784,"00:01:22",23.289000000000001,23.33,23.100999999999999,22.975999999999999,"00:01:22",23.722000000000001,23.716999999999999,23.347000000000001,23.032,"00:01:22",23.259,23.189,23.04,23.085999999999999,"00:01:22",24.629000000000001,24.64,23.984999999999999,23.065000000000001,"00:01:22",23.477,23.427,23.047000000000001,23.027999999999999,"00:01:22",23.521999999999998,23.408000000000001,23.234999999999999,23.166,"00:01:22",25.2,24.943000000000001,24.902000000000001,23.341999999999999,"00:01:22",26.234999999999999,25.992000000000001,25.896000000000001,23.353999999999999,"00:01:22",26.356000000000002,26.039000000000001,26.032,23.361000000000001,"00:01:22",23.818999999999999,23.686,23.539000000000001,23.355,"00:01:22",31.86,30.661000000000001,31.521000000000001,24.681999999999999,"00:01:22",34.67,32.889000000000003,34.454999999999998,24.72,"00:01:22",37.069000000000003,34.773000000000003,36.573,24.768999999999998,"00:01:22",25.036999999999999,24.776,24.702000000000002,24.065999999999999,"00:01:22",24.167999999999999,24.135000000000002,24.038,23.134,"00:01:22",23.879000000000001,23.806000000000001,23.677,23.14,"00:01:22",28.718,28.414999999999999,29.690999999999999,23.17,"00:01:22",34.4,33.682000000000002,36.764000000000003,23.213999999999999,"00:01:22",53.55,41.375,60.341000000000001,23.231999999999999,"00:01:22",59.706000000000003,36.156999999999996,68.488,23.280999999999999,"00:01:22",64.863,62.664999999999999,76.918000000000006,23.443000000000001,"00:01:22",77.575000000000003,80.212000000000003,87.932000000000002,27.745999999999999,"00:01:22",26.074000000000002,25.881,25.577000000000002,25.152999999999999,"00:01:22",25.69,25.638999999999999,25.41,24.954000000000001,"00:01:22",26.344999999999999,26.12,25.902999999999999,25.274000000000001,"00:01:22",27.14,26.599,26.382000000000001,25.032,"00:01:22",29.324999999999999,28.17,27.853999999999999,25.245000000000001,"00:01:22",32.473999999999997,30.474,29.937999999999999,25.309000000000001,"00:01:22",36.570999999999998,33.74,32.512,25.321999999999999,"00:01:22",41.082999999999998,37.261000000000003,35.274999999999999,25.472000000000001,"00:01:22",47.658999999999999,41.264000000000003,38.752000000000002,25.361000000000001,"00:01:22",86.73,73.328000000000003,63.311,28.538,"00:01:22",79.795000000000002,69.977000000000004,61.545999999999999,27.931999999999999,"00:01:22",91.275000000000006,82.442999999999998,69.771000000000001,28.847000000000001,"00:01:22",95.820999999999998,86.477999999999994,74.087000000000003,29.38,null,null,null,null,null,null,null,null,null,null,null,null,null,null,null,null,null,null,null,null,null,null,null,"00:01:22",26.611999999999998,26.373000000000001,26.145,25.617999999999999,"00:01:22",25.76,25.763000000000002,25.513000000000002,25.428000000000001,"00:01:22",28.475999999999999,27.718,28.06,25.263000000000002,"00:01:22",25.492000000000001,25.440999999999999,25.305,25.206,"00:01:22",55.57,47.863999999999997,50.966000000000001,27.041,"00:01:22",80.908000000000001,66.25,68.454999999999998,29.695,"00:01:22",109.57899999999999,90.742000000000004,90.201999999999998,31.969000000000001]
["00:01:23",24.59,24.608000000000001,24.509,24.553000000000001,"00:01:23",24.652000000000001,24.652000000000001,24.53,24.523,"00:01:23",24.84,24.88,24.709,24.498000000000001,"00:01:23",24.968,24.992000000000001,24.803999999999998,24.524999999999999,0.27200000000000202,0.23799999999999955,0.20399999999999707,"00:01:23",23.295000000000002,23.335000000000001,23.097999999999999,22.978000000000002,"00:01:23",23.73,23.722000000000001,23.349,23.030999999999999,"00:01:23",23.254999999999999,23.187000000000001,23.038,23.079000000000001,"00:01:23",24.651,24.655000000000001,23.998000000000001,23.067,"00:01:23",23.477,23.428000000000001,23.042999999999999,23.027000000000001,"00:01:23",23.518999999999998,23.393999999999998,23.239000000000001,23.155000000000001,"00:01:23",25.259,25.013000000000002,24.943000000000001,23.331,"00:01:23",26.302,26.047999999999998,25.945,23.353999999999999,"00:01:23",26.433,26.12,26.106000000000002,23.353999999999999,"00:01:23",23.841000000000001,23.712,23.565000000000001,23.355,"00:01:23",31.948,30.716000000000001,31.609000000000002,24.681999999999999,"00:01:23",34.735999999999997,32.94,34.514000000000003,24.713000000000001,"00:01:23",37.152999999999999,34.843000000000004,36.654000000000003,24.786999999999999,"00:01:23",25.026,24.776,24.702999999999999,24.07,"00:01:23",24.158999999999999,24.13,24.029,23.134,"00:01:23",23.879000000000001,23.806000000000001,23.678999999999998,23.14,"00:01:23",28.728999999999999,28.439,29.719000000000001,23.177,"00:01:23",34.415999999999997,33.689,36.792000000000002,23.202999999999999,"00:01:23",53.548999999999999,41.408999999999999,60.359000000000002,23.23,"00:01:23",60.308999999999997,36.183,69.072999999999993,23.285,"00:01:23",64.884,62.707000000000001,76.936999999999998,23.437000000000001,"00:01:23",77.977000000000004,80.942999999999998,88.218000000000004,27.844000000000001,"00:01:23",26.068999999999999,25.879000000000001,25.58,25.158000000000001,"00:01:23",25.69,25.646000000000001,25.417999999999999,24.957999999999998,"00:01:23",26.338000000000001,26.113,25.9,25.271000000000001,"00:01:23",27.166,26.632000000000001,26.401,25.036000000000001,"00:01:23",29.361999999999998,28.192,27.887,25.241,"00:01:23",32.499000000000002,30.484999999999999,29.963000000000001,25.312999999999999,"00:01:23",36.585000000000001,33.732999999999997,32.508000000000003,25.321999999999999,"00:01:23",41.125,37.271999999999998,35.296999999999997,25.481999999999999,"00:01:23",47.738999999999997,41.34,38.795999999999999,25.443000000000001,"00:01:23",85.674000000000007,72.311000000000007,62.722000000000001,28.515999999999998,"00:01:23",79.912999999999997,70.138000000000005,61.610999999999997,28.01,"00:01:23",91.293999999999997,82.644000000000005,69.838999999999999,28.788,"00:01:23",96.116,86.73,74.313000000000002,29.34,null,null,null,null,null,null,null,null,null,null,null,null,null,null,null,null,null,null,null,null,null,null,null,"00:01:23",26.608000000000001,26.376000000000001,26.152000000000001,25.629000000000001,"00:01:23",25.859000000000002,25.846,25.62,25.436,"00:01:23",29.010999999999999,28.062000000000001,28.524000000000001,25.257999999999999,"00:01:23",25.5,25.445,25.315999999999999,25.209,"00:01:23",55.689,47.957999999999998,51.052999999999997,27.033000000000001,"00:01:23",81.186999999999998,66.361999999999995,68.308000000000007,29.782,"00:01:23",109.499,90.533000000000001,90.028999999999996,31.914000000000001]
["00:01:24",24.59,24.608000000000001,24.501999999999999,24.55,"00:01:24",24.645,24.645,24.527000000000001,24.512,"00:01:24",24.844000000000001,24.882000000000001,24.713000000000001,24.5,"00:01:24",24.981000000000002,25.009,24.818999999999999,24.529,0.28900000000000148,0.25100000000000122,0.21899999999999764,"00:01:24",23.295000000000002,23.338999999999999,23.108000000000001,22.977,"00:01:24",23.736999999999998,23.736000000000001,23.356999999999999,23.033000000000001,"00:01:24",23.257999999999999,23.189,23.04,23.081,"00:01:24",24.655000000000001,24.658999999999999,24.006,23.065999999999999,"00:01:24",23.472000000000001,23.420999999999999,23.042000000000002,23.027000000000001,"00:01:24",23.526,23.411999999999999,23.242999999999999,23.155000000000001,"00:01:24",25.326000000000001,25.068000000000001,25.009,23.335000000000001,"00:01:24",26.349,26.103000000000002,25.992999999999999,23.366,"00:01:24",26.513999999999999,26.204999999999998,26.183,23.361000000000001,"00:01:24",23.914999999999999,23.774999999999999,23.65,23.356000000000002,"00:01:24",32.017000000000003,30.786000000000001,31.686,24.693000000000001,"00:01:24",34.798000000000002,32.994999999999997,34.58,24.709,"00:01:24",37.225999999999999,34.911999999999999,36.722999999999999,24.81,"00:01:24",25.033999999999999,24.78,24.695,24.074000000000002,"00:01:24",24.161000000000001,24.132999999999999,24.032,23.129000000000001,"00:01:24",23.876999999999999,23.808,23.678999999999998,23.143000000000001,"00:01:24",28.754999999999999,28.459,29.742999999999999,23.181000000000001,"00:01:24",34.444000000000003,33.710999999999999,36.834000000000003,23.21,"00:01:24",53.54,41.470999999999997,60.389000000000003,23.231999999999999,"00:01:24",60.844999999999999,36.319000000000003,69.606999999999999,23.276,"00:01:24",64.885999999999996,62.645000000000003,76.983999999999995,23.440999999999999,"00:01:24",78.367000000000004,81.070999999999998,88.513999999999996,27.818000000000001,"00:01:24",26.062000000000001,25.873999999999999,25.584,25.167999999999999,"00:01:24",25.69,25.641999999999999,25.411000000000001,24.954000000000001,"00:01:24",26.352,26.123999999999999,25.914000000000001,25.282,"00:01:24",27.181000000000001,26.635999999999999,26.404,25.032,"00:01:24",29.376999999999999,28.196000000000002,27.887,25.234000000000002,"00:01:24",32.536000000000001,30.51,29.971,25.297999999999998,"00:01:24",36.601999999999997,33.704999999999998,32.524999999999999,25.324000000000002,"00:01:24",41.139000000000003,37.301000000000002,35.319000000000003,25.474,"00:01:24",47.884999999999998,41.493000000000002,38.917000000000002,25.527999999999999,"00:01:24",84.748999999999995,71.48,62.191000000000003,29.030999999999999,"00:01:24",80.072000000000003,70.281999999999996,61.712000000000003,28.047000000000001,"00:01:24",91.445999999999998,82.561999999999998,69.894000000000005,28.866,"00:01:24",96.509,86.774000000000001,74.754000000000005,29.236999999999998,null,null,null,null,null,null,null,null,null,null,null,null,null,null,null,null,null,null,null,null,null,null,null,"00:01:24",26.616,26.369,26.145,25.626000000000001,"00:01:24",25.933,25.902999999999999,25.683,25.436,"00:01:24",29.315000000000001,28.222000000000001,28.8,25.271000000000001,"00:01:24",25.494,25.434000000000001,25.297999999999998,25.198,"00:01:24",55.914999999999999,48.186999999999998,51.271000000000001,27.05,"00:01:24",81.385999999999996,66.361999999999995,68.195999999999998,29.67,"00:01:24",109.453,90.415000000000006,89.802999999999997,31.893000000000001]
["00:01:25",24.579000000000001,24.605,24.495000000000001,24.55,"00:01:25",24.652000000000001,24.655999999999999,24.533999999999999,24.515999999999998,"00:01:25",24.847999999999999,24.89,24.719000000000001,24.501999999999999,"00:01:25",24.995999999999999,25.026,24.827000000000002,24.529,0.30600000000000094,0.26599999999999824,0.22700000000000031,"00:01:25",23.306999999999999,23.347000000000001,23.111999999999998,22.977,"00:01:25",23.745000000000001,23.741,23.372,23.035,"00:01:25",23.26,23.18,23.039000000000001,23.079000000000001,"00:01:25",24.667999999999999,24.666,24.01,23.065999999999999,"00:01:25",23.471,23.425000000000001,23.044,23.029,"00:01:25",23.548999999999999,23.423999999999999,23.268999999999998,23.161999999999999,"00:01:25",25.396000000000001,25.146000000000001,25.071999999999999,23.335999999999999,"00:01:25",26.405000000000001,26.155000000000001,26.059000000000001,23.376999999999999,"00:01:25",26.584,26.29,26.25,23.364999999999998,"00:01:25",24.013999999999999,23.867000000000001,23.753,23.359000000000002,"00:01:25",32.094000000000001,30.844000000000001,31.759,24.707999999999998,"00:01:25",34.85,33.045999999999999,34.642000000000003,24.709,"00:01:25",37.287999999999997,34.963999999999999,36.789000000000001,24.838999999999999,"00:01:25",25.018999999999998,24.762,24.684999999999999,24.067,"00:01:25",24.167999999999999,24.138999999999999,24.038,23.132999999999999,"00:01:25",23.888999999999999,23.817,23.684000000000001,23.141999999999999,"00:01:25",28.776,28.478000000000002,29.768999999999998,23.178999999999998,"00:01:25",34.470999999999997,33.734999999999999,36.856000000000002,23.209,"00:01:25",53.542999999999999,41.533000000000001,60.412999999999997,23.23,"00:01:25",61.347000000000001,36.472000000000001,70.114999999999995,23.276,"00:01:25",64.906000000000006,62.628999999999998,77.040000000000006,23.446000000000002,"00:01:25",78.724000000000004,81.117999999999995,88.808999999999997,27.997,"00:01:25",26.062000000000001,25.869,25.564,25.151,"00:01:25",25.683,25.646000000000001,25.417999999999999,24.962,"00:01:25",26.344999999999999,26.12,25.907,25.271000000000001,"00:01:25",27.195,26.646999999999998,26.419,25.032,"00:01:25",29.402999999999999,28.213999999999999,27.908999999999999,25.234000000000002,"00:01:25",32.539000000000001,30.51,29.981999999999999,25.283000000000001,"00:01:25",36.606999999999999,33.667000000000002,32.53,25.321999999999999,"00:01:25",41.161000000000001,37.325000000000003,35.341000000000001,25.518000000000001,"00:01:25",48.000999999999998,41.686,39.030999999999999,25.524999999999999,"00:01:25",84.3,71.129000000000005,61.957999999999998,29.061,"00:01:25",80.085999999999999,70.349999999999994,61.776000000000003,28.013999999999999,"00:01:25",91.546999999999997,82.903999999999996,69.941000000000003,28.738,"00:01:25",96.674999999999997,87.399000000000001,75.165999999999997,29.568999999999999,null,null,null,null,null,null,null,null,null,null,null,null,null,null,null,null,null,null,null,null,null,null,null,"00:01:25",26.616,26.38,26.148,25.626000000000001,"00:01:25",25.984000000000002,25.951000000000001,25.745000000000001,25.431999999999999,"00:01:25",29.488,28.350999999999999,28.969000000000001,25.274999999999999,"00:01:25",25.492999999999999,25.422999999999998,25.297999999999998,25.195,"00:01:25",56.042999999999999,48.323999999999998,51.381,27.012,"00:01:25",81.533000000000001,66.337000000000003,68.132000000000005,29.603999999999999,"00:01:25",109.337,90.256,89.584000000000003,31.957999999999998]
["00:01:26",24.591000000000001,24.609000000000002,24.506,24.545999999999999,"00:01:26",24.658000000000001,24.655999999999999,24.533000000000001,24.513000000000002,"00:01:26",24.855,24.896000000000001,24.721,24.506,"00:01:26",25.001999999999999,25.036999999999999,24.835999999999999,24.530999999999999,0.31700000000000017,0.27199999999999847,0.2359999999999971,"00:01:26",23.31,23.358000000000001,23.119,22.981000000000002,"00:01:26",23.757999999999999,23.753,23.367999999999999,23.035,"00:01:26",23.251000000000001,23.181000000000001,23.03,23.074000000000002,"00:01:26",24.681000000000001,24.675999999999998,24.018999999999998,23.064,"00:01:26",23.475999999999999,23.43,23.055,23.033000000000001,"00:01:26",23.6,23.475000000000001,23.317,23.161999999999999,"00:01:26",25.448,25.201000000000001,25.131,23.347000000000001,"00:01:26",26.457000000000001,26.21,26.096,23.388000000000002,"00:01:26",26.664999999999999,26.375,26.327000000000002,23.38,"00:01:26",24.14,23.978000000000002,23.882000000000001,23.363,"00:01:26",32.159999999999997,30.907,31.827999999999999,24.716000000000001,"00:01:26",34.923000000000002,33.094000000000001,34.700000000000003,24.728000000000002,"00:01:26",37.353999999999999,35.026000000000003,36.862000000000002,24.873000000000001,"00:01:26",25.02,24.762,24.692,24.07,"00:01:26",24.169,24.134,24.036000000000001,23.131,"00:01:26",23.887,23.815000000000001,23.684000000000001,23.146999999999998,"00:01:26",28.786999999999999,28.494,29.795000000000002,23.175999999999998,"00:01:26",34.488999999999997,33.747999999999998,36.878,23.209,"00:01:26",53.56,41.529000000000003,60.433,23.242999999999999,"00:01:26",61.820999999999998,36.546999999999997,70.587000000000003,23.276,"00:01:26",64.926000000000002,62.692,77.099000000000004,23.440999999999999,"00:01:26",79.037999999999997,81.180999999999997,89.126999999999995,28.047000000000001,"00:01:26",26.05,25.867000000000001,25.565999999999999,25.152000000000001,"00:01:26",25.698,25.646000000000001,25.425000000000001,24.962,"00:01:26",26.341000000000001,26.12,25.902999999999999,25.266999999999999,"00:01:26",27.216999999999999,26.664999999999999,26.434000000000001,25.039000000000001,"00:01:26",29.439,28.244,27.931000000000001,25.234000000000002,"00:01:26",32.572000000000003,30.536000000000001,30,25.286999999999999,"00:01:26",36.618000000000002,33.640999999999998,32.533999999999999,25.311,"00:01:26",41.179000000000002,37.347999999999999,35.363,25.588000000000001,"00:01:26",48.055999999999997,41.805999999999997,39.085999999999999,25.484999999999999,"00:01:26",83.474000000000004,70.628,61.517000000000003,28.962,"00:01:26",80.040000000000006,70.114000000000004,61.881,27.908000000000001,"00:01:26",91.575999999999993,83.040999999999997,69.97,28.812000000000001,"00:01:26",96.751000000000005,87.787000000000006,75.355999999999995,29.667999999999999,null,null,null,null,null,null,null,null,null,null,null,null,null,null,null,null,null,null,null,null,null,null,null,"00:01:26",26.616,26.384,26.152000000000001,25.611000000000001,"00:01:26",26.137,26.073,25.890999999999998,25.437000000000001,"00:01:26",29.949000000000002,28.675999999999998,29.381,25.306000000000001,"00:01:26",25.5,25.425999999999998,25.294,25.195,"00:01:26",56.119,48.404000000000003,51.432000000000002,27.023,"00:01:26",81.813000000000002,66.272000000000006,68.126999999999995,29.6,"00:01:26",109.08799999999999,90.253,89.468999999999994,31.957999999999998]
["00:01:27",24.584,24.602,24.495000000000001,24.542999999999999,"00:01:27",24.652999999999999,24.661999999999999,24.536999999999999,24.513000000000002,"00:01:27",24.85,24.89,24.716000000000001,24.5,"00:01:27",25.009,25.044,24.846,24.533000000000001,0.32400000000000162,0.27899999999999991,0.24599999999999866,"00:01:27",23.314,23.361999999999998,23.119,22.975999999999999,"00:01:27",23.765999999999998,23.759,23.381,23.036000000000001,"00:01:27",23.253,23.178999999999998,23.036000000000001,23.071999999999999,"00:01:27",24.693999999999999,24.690999999999999,24.03,23.068000000000001,"00:01:27",23.478000000000002,23.431999999999999,23.047999999999998,23.030999999999999,"00:01:27",23.645,23.52,23.369,23.158999999999999,"00:01:27",25.51,25.26,25.183,23.335999999999999,"00:01:27",26.515999999999998,26.265000000000001,26.148,23.402999999999999,"00:01:27",26.742999999999999,26.440999999999999,26.396999999999998,23.38,"00:01:27",24.28,24.106999999999999,24.036999999999999,23.367000000000001,"00:01:27",32.225999999999999,30.957999999999998,31.89,24.722999999999999,"00:01:27",34.973999999999997,33.137999999999998,34.752000000000002,24.728000000000002,"00:01:27",37.411999999999999,35.073,36.92,24.895,"00:01:27",25.012,24.77,24.696000000000002,24.082000000000001,"00:01:27",24.178000000000001,24.138999999999999,24.045000000000002,23.137,"00:01:27",23.885000000000002,23.806000000000001,23.67,23.14,"00:01:27",28.803999999999998,28.518000000000001,29.824999999999999,23.181999999999999,"00:01:27",34.503999999999998,33.777000000000001,36.902999999999999,23.207000000000001,"00:01:27",53.591999999999999,41.469000000000001,60.460999999999999,23.242999999999999,"00:01:27",62.277000000000001,36.707999999999998,71.025999999999996,23.271000000000001,"00:01:27",64.956000000000003,62.71,77.150999999999996,23.440999999999999,"00:01:27",79.287000000000006,81.215000000000003,89.364000000000004,28.004000000000001,"00:01:27",26.036999999999999,25.86,25.555,25.15,"00:01:27",25.693999999999999,25.646000000000001,25.425000000000001,24.969000000000001,"00:01:27",26.341000000000001,26.11,25.904,25.274000000000001,"00:01:27",27.236000000000001,26.672999999999998,26.440999999999999,25.039000000000001,"00:01:27",29.457999999999998,28.251000000000001,27.946000000000002,25.238,"00:01:27",32.587000000000003,30.558,30.018000000000001,25.283000000000001,"00:01:27",36.616,33.610999999999997,32.539000000000001,25.306999999999999,"00:01:27",41.19,37.378,35.377000000000002,25.655000000000001,"00:01:27",48.18,41.936999999999998,39.185000000000002,25.411999999999999,"00:01:27",82.745999999999995,70.198999999999998,61.093000000000004,28.818999999999999,"00:01:27",80.147999999999996,70.319000000000003,61.963999999999999,27.882000000000001,"00:01:27",91.655000000000001,82.796999999999997,70.049000000000007,29.120999999999999,"00:01:27",97.244,88.81,75.683000000000007,29.550999999999998,null,null,null,null,null,null,null,null,null,null,null,null,null,null,null,null,null,null,null,null,null,null,null,"00:01:27",26.616,26.38,26.155999999999999,25.603999999999999,"00:01:27",26.228000000000002,26.15,25.984999999999999,25.433,"00:01:27",30.247,28.876999999999999,29.597999999999999,25.305,"00:01:27",25.498000000000001,25.43,25.286999999999999,25.186,"00:01:27",56.359000000000002,48.627000000000002,51.584000000000003,27.074000000000002,"00:01:27",81.953000000000003,66.182000000000002,68.275999999999996,29.67,"00:01:27",108.98,90.227999999999994,89.332999999999998,32.090000000000003]
["00:01:28",24.573,24.602,24.503,24.547000000000001,"00:01:28",24.66,24.672999999999998,24.547999999999998,24.521000000000001,"00:01:28",24.852,24.893999999999998,24.722999999999999,24.498999999999999,"00:01:28",25.01,25.042999999999999,24.844000000000001,24.521999999999998,0.3230000000000004,0.28000000000000114,0.24399999999999977,"00:01:28",23.32,23.367999999999999,23.125,22.974,"00:01:28",23.774999999999999,23.760999999999999,23.378,23.033999999999999,"00:01:28",23.251000000000001,23.175999999999998,23.033999999999999,23.073,"00:01:28",24.7,24.702000000000002,24.033999999999999,23.062999999999999,"00:01:28",23.481999999999999,23.431000000000001,23.053999999999998,23.035,"00:01:28",23.7,23.568000000000001,23.428000000000001,23.17,"00:01:28",25.562000000000001,25.323,25.238,23.335999999999999,"00:01:28",26.56,26.306000000000001,26.189,23.411000000000001,"00:01:28",26.802,26.515000000000001,26.456,23.390999999999998,"00:01:28",24.437999999999999,24.242999999999999,24.195,23.364000000000001,"00:01:28",32.287999999999997,31.004999999999999,31.96,24.727,"00:01:28",35.024999999999999,33.192,34.805999999999997,24.728999999999999,"00:01:28",37.466999999999999,35.124000000000002,36.978999999999999,24.913,"00:01:28",25.024000000000001,24.773,24.7,24.082000000000001,"00:01:28",24.169,24.145,24.044,23.138000000000002,"00:01:28",23.873999999999999,23.803999999999998,23.672000000000001,23.135999999999999,"00:01:28",28.818000000000001,28.539000000000001,29.834,23.175999999999998,"00:01:28",34.521000000000001,33.816000000000003,36.927,23.198,"00:01:28",53.63,41.372999999999998,60.473999999999997,23.236000000000001,"00:01:28",62.749000000000002,37.003,71.426000000000002,23.274999999999999,"00:01:28",64.989000000000004,62.665999999999997,77.191999999999993,23.439,"00:01:28",79.516000000000005,81.233000000000004,89.555999999999997,28.2,"00:01:28",26.036999999999999,25.853000000000002,25.553000000000001,25.146999999999998,"00:01:28",25.687000000000001,25.638999999999999,25.414999999999999,24.951000000000001,"00:01:28",26.349,26.120999999999999,25.907,25.277999999999999,"00:01:28",27.247,26.690999999999999,26.456,25.042999999999999,"00:01:28",29.484000000000002,28.268999999999998,27.96,25.234000000000002,"00:01:28",32.597999999999999,30.565000000000001,30.026,25.276,"00:01:28",36.618000000000002,33.616,32.540999999999997,25.311,"00:01:28",41.216999999999999,37.378999999999998,35.387999999999998,25.684000000000001,"00:01:28",48.319000000000003,42.067999999999998,39.265000000000001,25.398,"00:01:28",82.415999999999997,70.069999999999993,60.884999999999998,28.753,"00:01:28",80.224000000000004,70.62,61.985999999999997,27.78,"00:01:28",91.685000000000002,82.718000000000004,70.11,29.059000000000001,"00:01:28",97.724000000000004,89.323999999999998,75.977000000000004,29.547999999999998,null,null,null,null,null,null,null,null,null,null,null,null,null,null,null,null,null,null,null,null,null,null,null,"00:01:28",26.616,26.38,26.149000000000001,25.593,"00:01:28",26.283000000000001,26.187000000000001,26.044,25.437000000000001,"00:01:28",30.425999999999998,28.995000000000001,29.742000000000001,25.315999999999999,"00:01:28",25.495999999999999,25.422999999999998,25.29,25.172999999999998,"00:01:28",56.512,48.741999999999997,51.698999999999998,27.067,"00:01:28",82.036000000000001,66.135999999999996,68.433999999999997,29.666,"00:01:28",108.821,90.216999999999999,88.980999999999995,32.206000000000003]
["00:01:29",24.573,24.599,24.495999999999999,24.536000000000001,"00:01:29",24.661000000000001,24.672000000000001,24.547000000000001,24.513999999999999,"00:01:29",24.853999999999999,24.9,24.722000000000001,24.501000000000001,"00:01:29",25.015000000000001,25.056000000000001,24.85,24.521000000000001,0.33600000000000207,0.28500000000000014,0.25,"00:01:29",23.332999999999998,23.382999999999999,23.131,22.98,"00:01:29",23.777999999999999,23.765000000000001,23.390999999999998,23.033999999999999,"00:01:29",23.248000000000001,23.173999999999999,23.027000000000001,23.073,"00:01:29",24.710999999999999,24.722000000000001,24.048999999999999,23.065000000000001,"00:01:29",23.472000000000001,23.425999999999998,23.047000000000001,23.032,"00:01:29",23.759,23.619,23.483000000000001,23.163,"00:01:29",25.628,25.382000000000001,25.29,23.350999999999999,"00:01:29",26.608000000000001,26.350999999999999,26.222000000000001,23.422000000000001,"00:01:29",26.876000000000001,26.585000000000001,26.518999999999998,23.41,"00:01:29",24.6,24.39,24.364999999999998,23.36,"00:01:29",32.35,31.053000000000001,32.018999999999998,24.724,"00:01:29",35.073,33.228999999999999,34.857999999999997,24.757999999999999,"00:01:29",37.529000000000003,35.176000000000002,37.045000000000002,24.954000000000001,"00:01:29",25.02,24.780999999999999,24.696000000000002,24.085999999999999,"00:01:29",24.181999999999999,24.145,24.048999999999999,23.138999999999999,"00:01:29",23.88,23.802,23.673999999999999,23.143999999999998,"00:01:29",28.838999999999999,28.545999999999999,29.852,23.184000000000001,"00:01:29",34.53,33.837000000000003,36.951000000000001,23.202999999999999,"00:01:29",53.671999999999997,41.276000000000003,60.496000000000002,23.236000000000001,"00:01:29",63.235999999999997,37.164999999999999,71.765000000000001,23.273,"00:01:29",65.03,62.579000000000001,77.225999999999999,23.443000000000001,"00:01:29",79.748999999999995,81.302999999999997,89.826999999999998,28.308,"00:01:29",26.026,25.846,25.544,25.151,"00:01:29",25.683,25.638999999999999,25.414999999999999,24.948,"00:01:29",26.341999999999999,26.113,25.904,25.263999999999999,"00:01:29",27.262,26.706,26.463000000000001,25.042999999999999,"00:01:29",29.495000000000001,28.277000000000001,27.963999999999999,25.234000000000002,"00:01:29",32.627000000000002,30.58,30.04,25.283000000000001,"00:01:29",36.606999999999999,33.664000000000001,32.545000000000002,25.337,"00:01:29",41.244,37.406999999999996,35.399000000000001,25.68,"00:01:29",48.395000000000003,42.155000000000001,39.298999999999999,25.398,"00:01:29",81.823999999999998,69.808000000000007,60.497999999999998,28.716999999999999,"00:01:29",80.31,70.616,62.13,27.835000000000001,"00:01:29",91.731999999999999,82.933999999999997,70.138999999999996,29.129000000000001,"00:01:29",97.942999999999998,89.504000000000005,76.091999999999999,29.385999999999999,null,null,null,null,null,null,null,null,null,null,null,null,null,null,null,null,null,null,null,null,null,null,null,"00:01:29",26.611999999999998,26.369,26.149000000000001,25.603999999999999,"00:01:29",26.440999999999999,26.32,26.198,25.434999999999999,"00:01:29",30.864999999999998,29.283999999999999,30.052,25.306999999999999,"00:01:29",25.515000000000001,25.437999999999999,25.283000000000001,25.18,"00:01:29",56.573999999999998,48.8,51.746000000000002,27.062999999999999,"00:01:29",82.105999999999995,66.116,68.762,29.803000000000001,"00:01:29",108.64100000000001,90.090999999999994,88.759,32.316000000000003]
["00:01:30",24.562000000000001,24.588000000000001,24.481000000000002,24.529,"00:01:30",24.664999999999999,24.672000000000001,24.54,24.513999999999999,"00:01:30",24.850999999999999,24.895,24.724,24.49,"00:01:30",25.027000000000001,25.06,24.861000000000001,24.518999999999998,0.33999999999999986,0.2970000000000006,0.26099999999999923,"00:01:30",23.337,23.388999999999999,23.138999999999999,22.981000000000002,"00:01:30",23.78,23.768999999999998,23.39,23.027000000000001,"00:01:30",23.248000000000001,23.173999999999999,23.024999999999999,23.059000000000001,"00:01:30",24.716999999999999,24.73,24.047000000000001,23.065000000000001,"00:01:30",23.475000000000001,23.425999999999998,23.048999999999999,23.038,"00:01:30",23.832999999999998,23.681999999999999,23.538,23.163,"00:01:30",25.68,25.440999999999999,25.341999999999999,23.350999999999999,"00:01:30",26.645,26.390999999999998,26.263000000000002,23.422000000000001,"00:01:30",26.934999999999999,26.651,26.577999999999999,23.41,"00:01:30",24.768999999999998,24.545000000000002,24.533999999999999,23.356999999999999,"00:01:30",32.415999999999997,31.108000000000001,32.088000000000001,24.734999999999999,"00:01:30",35.131,33.28,34.915999999999997,24.798999999999999,"00:01:30",37.588000000000001,35.216000000000001,37.095999999999997,24.969000000000001,"00:01:30",25.013000000000002,24.77,24.686,24.085999999999999,"00:01:30",24.18,24.143000000000001,24.047000000000001,23.141999999999999,"00:01:30",23.885000000000002,23.81,23.678999999999998,23.143999999999998,"00:01:30",28.846,28.555,29.864999999999998,23.173999999999999,"00:01:30",34.555,33.85,36.984000000000002,23.209,"00:01:30",53.706000000000003,41.23,60.506999999999998,23.234000000000002,"00:01:30",63.667999999999999,36.987000000000002,72.081999999999994,23.268000000000001,"00:01:30",65.067999999999998,62.545000000000002,77.269000000000005,23.449000000000002,"00:01:30",79.978999999999999,81.441999999999993,90.168999999999997,28.295999999999999,"00:01:30",26.03,25.841999999999999,25.547999999999998,25.151,"00:01:30",25.690999999999999,25.643000000000001,25.414999999999999,24.959,"00:01:30",26.353000000000002,26.123999999999999,25.904,25.274999999999999,"00:01:30",27.295000000000002,26.736000000000001,26.497,25.065000000000001,"00:01:30",29.509,28.292000000000002,27.971,25.227,"00:01:30",32.645000000000003,30.59,30.059000000000001,25.28,"00:01:30",36.609000000000002,33.683999999999997,32.555999999999997,25.39,"00:01:30",41.295000000000002,37.442999999999998,35.424999999999997,25.661999999999999,"00:01:30",48.543999999999997,42.387999999999998,39.383000000000003,25.45,"00:01:30",81.257000000000005,69.787000000000006,60.146999999999998,28.716999999999999,"00:01:30",80.343000000000004,70.771000000000001,62.295000000000002,27.882999999999999,"00:01:30",91.869,83.063999999999993,70.194000000000003,29.248000000000001,"00:01:30",98.325000000000003,90.245000000000005,76.325000000000003,29.143999999999998,null,null,null,null,null,null,null,null,null,null,null,null,null,null,null,null,null,null,null,null,null,null,null,"00:01:30",26.62,26.376999999999999,26.149000000000001,25.603999999999999,"00:01:30",26.53,26.379000000000001,26.283000000000001,25.440999999999999,"00:01:30",31.088999999999999,29.451000000000001,30.228999999999999,25.312000000000001,"00:01:30",25.506,25.431999999999999,25.28,25.172999999999998,"00:01:30",56.691000000000003,48.981000000000002,51.84,27.207000000000001,"00:01:30",82.087000000000003,66.114000000000004,68.817999999999998,29.902000000000001,"00:01:30",108.57299999999999,90.043999999999997,88.64,32.344999999999999]
["00:01:31",24.57,24.6,24.492999999999999,24.536999999999999,"00:01:31",24.655999999999999,24.669,24.542000000000002,24.507000000000001,"00:01:31",24.864000000000001,24.91,24.734999999999999,24.498999999999999,"00:01:31",25.027000000000001,25.074999999999999,24.867000000000001,24.521000000000001,0.35500000000000043,0.2970000000000006,0.26699999999999946,"00:01:31",23.338000000000001,23.396999999999998,23.140999999999998,22.981000000000002,"00:01:31",23.792999999999999,23.783999999999999,23.399000000000001,23.035,"00:01:31",23.245999999999999,23.181999999999999,23.030999999999999,23.056999999999999,"00:01:31",24.727,24.745000000000001,24.053000000000001,23.071000000000002,"00:01:31",23.475999999999999,23.43,23.053999999999998,23.047000000000001,"00:01:31",23.899000000000001,23.741,23.623000000000001,23.163,"00:01:31",25.731999999999999,25.489000000000001,25.39,23.359000000000002,"00:01:31",26.686,26.428000000000001,26.3,23.433,"00:01:31",26.994,26.713999999999999,26.63,23.425000000000001,"00:01:31",24.957000000000001,24.713999999999999,24.722000000000001,23.36,"00:01:31",32.470999999999997,31.155999999999999,32.139000000000003,24.731999999999999,"00:01:31",35.174999999999997,33.302999999999997,34.96,24.798999999999999,"00:01:31",37.646000000000001,35.249000000000002,37.161999999999999,24.988,"00:01:31",25.016999999999999,24.77,24.689,24.085999999999999,"00:01:31",24.181999999999999,24.140999999999998,24.047999999999998,23.135000000000002,"00:01:31",23.884,23.806000000000001,23.678999999999998,23.143999999999998,"00:01:31",28.852,28.562999999999999,29.873000000000001,23.175000000000001,"00:01:31",34.57,33.851999999999997,37,23.206,"00:01:31",53.744,41.210999999999999,60.514000000000003,23.233000000000001,"00:01:31",64.024000000000001,36.792000000000002,72.393000000000001,23.268999999999998,"00:01:31",65.123000000000005,62.712000000000003,77.313999999999993,23.443000000000001,"00:01:31",80.156000000000006,81.567999999999998,90.570999999999998,28.198,"00:01:31",26.015999999999998,25.832000000000001,25.535,25.143999999999998,"00:01:31",25.690999999999999,25.65,25.419,24.962,"00:01:31",26.353000000000002,26.123999999999999,25.911000000000001,25.266999999999999,"00:01:31",27.312999999999999,26.742999999999999,26.489000000000001,25.062000000000001,"00:01:31",29.545999999999999,28.321000000000002,28.001000000000001,25.245000000000001,"00:01:31",32.652000000000001,30.594000000000001,30.065999999999999,25.271999999999998,"00:01:31",36.606999999999999,33.682000000000002,32.567,25.414000000000001,"00:01:31",41.326000000000001,37.457999999999998,35.439,25.638000000000002,"00:01:31",48.664000000000001,42.366999999999997,39.46,25.51,"00:01:31",80.902000000000001,69.585999999999999,59.991999999999997,28.588999999999999,"00:01:31",80.346000000000004,70.856999999999999,62.366999999999997,28.030999999999999,"00:01:31",91.984999999999999,83.236999999999995,70.251000000000005,29.498999999999999,"00:01:31",98.69,89.644999999999996,76.584000000000003,29.192,null,null,null,null,null,null,null,null,null,null,null,null,null,null,null,null,null,null,null,null,null,null,null,"00:01:31",26.616,26.373000000000001,26.149000000000001,25.611999999999998,"00:01:31",26.574000000000002,26.405000000000001,26.324000000000002,25.425999999999998,"00:01:31",31.238,29.547000000000001,30.338999999999999,25.315999999999999,"00:01:31",25.512,25.422999999999998,25.283000000000001,25.172999999999998,"00:01:31",56.761000000000003,49.079000000000001,51.911999999999999,27.303000000000001,"00:01:31",82.072000000000003,66.135999999999996,68.828999999999994,29.960999999999999,"00:01:31",108.45399999999999,89.876000000000005,88.456999999999994,32.235999999999997]
["00:01:32",24.574000000000002,24.603999999999999,24.49,24.545000000000002,"00:01:32",24.658000000000001,24.669,24.542000000000002,24.504999999999999,"00:01:32",24.867999999999999,24.908000000000001,24.73,24.494,"00:01:32",25.033000000000001,25.079000000000001,24.870999999999999,24.515999999999998,0.35900000000000176,0.30300000000000082,0.27099999999999724,"00:01:32",23.341999999999999,23.396999999999998,23.143000000000001,22.978999999999999,"00:01:32",23.803999999999998,23.791,23.408999999999999,23.036999999999999,"00:01:32",23.268999999999998,23.196999999999999,23.041,23.061,"00:01:32",24.734000000000002,24.747,24.056999999999999,23.064,"00:01:32",23.474,23.428000000000001,23.048999999999999,23.047000000000001,"00:01:32",23.977,23.818000000000001,23.704000000000001,23.167000000000002,"00:01:32",25.78,25.541,25.437999999999999,23.352,"00:01:32",26.719000000000001,26.451000000000001,26.318000000000001,23.437000000000001,"00:01:32",27.06,26.768999999999998,26.687999999999999,23.428999999999998,"00:01:32",25.13,24.876000000000001,24.902000000000001,23.361000000000001,"00:01:32",32.515000000000001,31.202999999999999,32.191000000000003,24.74,"00:01:32",35.225999999999999,33.343000000000004,35.003999999999998,24.829000000000001,"00:01:32",37.704999999999998,35.289000000000001,37.206000000000003,24.954999999999998,"00:01:32",25.001999999999999,24.76,24.69,24.085999999999999,"00:01:32",24.169,24.138000000000002,24.048999999999999,23.135000000000002,"00:01:32",23.88,23.803000000000001,23.675999999999998,23.141999999999999,"00:01:32",28.864999999999998,28.576000000000001,29.888000000000002,23.178000000000001,"00:01:32",34.595999999999997,33.851999999999997,37.017000000000003,23.209,"00:01:32",53.774999999999999,41.161999999999999,60.496000000000002,23.234999999999999,"00:01:32",64.304000000000002,36.768000000000001,72.683999999999997,23.271000000000001,"00:01:32",65.180999999999997,62.997999999999998,77.33,23.454000000000001,"00:01:32",80.325000000000003,81.643000000000001,90.906000000000006,28.346,"00:01:32",26.007999999999999,25.832000000000001,25.539000000000001,25.146999999999998,"00:01:32",25.698,25.638999999999999,25.422000000000001,24.959,"00:01:32",26.341999999999999,26.123999999999999,25.907,25.271000000000001,"00:01:32",27.312999999999999,26.747,26.497,25.062000000000001,"00:01:32",29.561,28.338999999999999,28.004999999999999,25.234000000000002,"00:01:32",32.682000000000002,30.600999999999999,30.091000000000001,25.286999999999999,"00:01:32",36.6,33.677999999999997,32.578000000000003,25.399000000000001,"00:01:32",41.353000000000002,37.454000000000001,35.447000000000003,25.646999999999998,"00:01:32",48.734000000000002,42.378,39.493000000000002,25.561,"00:01:32",80.159000000000006,69.02,59.710999999999999,28.331,"00:01:32",80.379000000000005,70.843000000000004,62.506999999999998,28.038,"00:01:32",91.995999999999995,83.337000000000003,70.287000000000006,29.545999999999999,"00:01:32",98.805000000000007,90.004999999999995,76.694999999999993,29.457999999999998,null,null,null,null,null,null,null,null,null,null,null,null,null,null,null,null,null,null,null,null,null,null,null,"00:01:32",26.62,26.384,26.155999999999999,25.623000000000001,"00:01:32",26.704999999999998,26.492999999999999,26.446999999999999,25.425999999999998,"00:01:32",31.516999999999999,29.744,30.585999999999999,25.321999999999999,"00:01:32",25.504000000000001,25.427,25.268999999999998,25.166,"00:01:32",56.796999999999997,49.13,51.962000000000003,27.335999999999999,"00:01:32",82.213999999999999,66.313999999999993,68.733999999999995,29.981000000000002,"00:01:32",108.43600000000001,89.817999999999998,88.644000000000005,32.039000000000001]
["00:01:33",24.574999999999999,24.597000000000001,24.494,24.538,"00:01:33",24.658000000000001,24.669,24.530999999999999,24.5,"00:01:33",24.864000000000001,24.916,24.734000000000002,24.5,"00:01:33",25.033000000000001,25.082000000000001,24.869,24.518000000000001,0.36200000000000188,0.30300000000000082,0.26899999999999835,"00:01:33",23.349,23.402999999999999,23.151,22.98,"00:01:33",23.81,23.800999999999998,23.408999999999999,23.033999999999999,"00:01:33",23.283999999999999,23.218,23.053999999999998,23.059000000000001,"00:01:33",24.742000000000001,24.762,24.065000000000001,23.062000000000001,"00:01:33",23.478000000000002,23.43,23.053000000000001,23.050999999999998,"00:01:33",24.058,23.885000000000002,23.771000000000001,23.164000000000001,"00:01:33",25.832000000000001,25.593,25.471,23.356000000000002,"00:01:33",26.756,26.495000000000001,26.347999999999999,23.434000000000001,"00:01:33",27.114999999999998,26.821000000000002,26.736000000000001,23.428999999999998,"00:01:33",25.332999999999998,25.053000000000001,25.097000000000001,23.375,"00:01:33",32.576999999999998,31.242999999999999,32.249000000000002,24.747,"00:01:33",35.274000000000001,33.368000000000002,35.055,24.814,"00:01:33",37.76,35.314999999999998,37.256999999999998,24.917999999999999,"00:01:33",25.001999999999999,24.763000000000002,24.678999999999998,24.094000000000001,"00:01:33",24.175000000000001,24.138000000000002,24.047999999999998,23.128,"00:01:33",23.878,23.808,23.675999999999998,23.14,"00:01:33",28.872,28.576000000000001,29.885999999999999,23.169,"00:01:33",34.616,33.847000000000001,37.027999999999999,23.204000000000001,"00:01:33",53.804000000000002,41.118000000000002,60.472999999999999,23.234999999999999,"00:01:33",64.534000000000006,36.774000000000001,72.936000000000007,23.274999999999999,"00:01:33",65.225999999999999,63.371000000000002,77.320999999999998,23.446999999999999,"00:01:33",80.474999999999994,81.887,91.078999999999994,28.306999999999999,"00:01:33",26.004999999999999,25.824999999999999,25.527000000000001,25.148,"00:01:33",25.687000000000001,25.64,25.419,24.97,"00:01:33",26.353000000000002,26.120999999999999,25.907,25.274999999999999,"00:01:33",27.327999999999999,26.757999999999999,26.507999999999999,25.062000000000001,"00:01:33",29.568000000000001,28.338999999999999,28.007999999999999,25.241,"00:01:33",32.689,30.605,30.099,25.291,"00:01:33",36.601999999999997,33.68,32.588999999999999,25.401,"00:01:33",41.389000000000003,37.479999999999997,35.460999999999999,25.651,"00:01:33",48.85,42.363999999999997,39.555999999999997,25.594999999999999,"00:01:33",79.510000000000005,68.394999999999996,59.445,28.231999999999999,"00:01:33",80.459000000000003,70.341999999999999,62.600999999999999,27.925000000000001,"00:01:33",91.945999999999998,83.316000000000003,70.349000000000004,29.462,"00:01:33",98.885000000000005,90.468999999999994,76.953000000000003,29.495000000000001,null,null,null,null,null,null,null,null,null,null,null,null,null,null,null,null,null,null,null,null,null,null,null,"00:01:33",26.626999999999999,26.381,26.16,25.634,"00:01:33",26.783999999999999,26.545000000000002,26.512,25.434000000000001,"00:01:33",31.678999999999998,29.856000000000002,30.736000000000001,25.338000000000001,"00:01:33",25.521000000000001,25.445,25.282,25.181999999999999,"00:01:33",56.935000000000002,49.25,52.057000000000002,27.341000000000001,"00:01:33",82.367000000000004,66.369,68.664000000000001,29.95,"00:01:33",108.447,89.817999999999998,88.763000000000005,31.93]
["00:01:34",24.564,24.59,24.49,24.523,"00:01:34",24.66,24.667999999999999,24.536999999999999,24.506,"00:01:34",24.866,24.916,24.734000000000002,24.497,"00:01:34",25.042000000000002,25.097000000000001,24.88,24.513999999999999,0.37700000000000244,0.31200000000000117,0.27999999999999758,"00:01:34",23.355,23.407,23.151,22.978000000000002,"00:01:34",23.805,23.797000000000001,23.408999999999999,23.033999999999999,"00:01:34",23.314,23.245000000000001,23.074000000000002,23.067,"00:01:34",24.754999999999999,24.777000000000001,24.071999999999999,23.064,"00:01:34",23.484000000000002,23.43,23.050999999999998,23.045999999999999,"00:01:34",24.128,23.962,23.856000000000002,23.178999999999998,"00:01:34",25.88,25.640999999999998,25.507999999999999,23.352,"00:01:34",26.792999999999999,26.527999999999999,26.381,23.437999999999999,"00:01:34",27.178000000000001,26.884,26.788,23.428999999999998,"00:01:34",25.506,25.219000000000001,25.266999999999999,23.364999999999998,"00:01:34",32.639000000000003,31.291,32.299999999999997,24.744,"00:01:34",35.314,33.402000000000001,35.098999999999997,24.795999999999999,"00:01:34",37.814999999999998,35.363,37.308,24.882000000000001,"00:01:34",25.006,24.76,24.675000000000001,24.094000000000001,"00:01:34",24.170999999999999,24.131,24.042000000000002,23.123999999999999,"00:01:34",23.876000000000001,23.806000000000001,23.672000000000001,23.143999999999998,"00:01:34",28.878,28.582000000000001,29.895,23.167999999999999,"00:01:34",34.634,33.840000000000003,37.029000000000003,23.2,"00:01:34",53.817999999999998,41.097000000000001,60.46,23.228999999999999,"00:01:34",64.734999999999999,36.656999999999996,73.173000000000002,23.27,"00:01:34",65.266999999999996,63.587000000000003,77.311000000000007,23.446999999999999,"00:01:34",80.605999999999995,82.369,91.167000000000002,28.241,"00:01:34",25.992000000000001,25.818999999999999,25.518999999999998,25.138999999999999,"00:01:34",25.684000000000001,25.629000000000001,25.404,24.959,"00:01:34",26.349,26.117000000000001,25.904,25.26,"00:01:34",27.343,26.768999999999998,26.518999999999998,25.073,"00:01:34",29.597999999999999,28.353999999999999,28.023,25.242000000000001,"00:01:34",32.700000000000003,30.611999999999998,30.11,25.294,"00:01:34",36.6,33.682000000000002,32.6,25.391999999999999,"00:01:34",41.414999999999999,37.497999999999998,35.478000000000002,25.651,"00:01:34",48.978000000000002,42.405000000000001,39.628999999999998,25.588000000000001,"00:01:34",79.242000000000004,68.147999999999996,59.319000000000003,28.262,"00:01:34",80.548000000000002,70.305999999999997,62.637,27.899000000000001,"00:01:34",91.95,83.183999999999997,70.435000000000002,29.481000000000002,"00:01:34",98.981999999999999,90.524000000000001,77.183000000000007,29.433,null,null,null,null,null,null,null,null,null,null,null,null,null,null,null,null,null,null,null,null,null,null,null,"00:01:34",26.631,26.384,26.155999999999999,25.640999999999998,"00:01:34",26.827999999999999,26.571000000000002,26.567,25.43,"00:01:34",31.76,29.93,30.809000000000001,25.349,"00:01:34",25.53,25.445,25.283999999999999,25.181000000000001,"00:01:34",57.039000000000001,49.322000000000003,52.088999999999999,27.329000000000001,"00:01:34",82.427999999999997,66.397999999999996,68.614000000000004,29.905999999999999,"00:01:34",108.483,89.918999999999997,88.989000000000004,32.079000000000001]
["00:01:35",24.564,24.585999999999999,24.486999999999998,24.538,"00:01:35",24.658999999999999,24.677,24.541,24.507999999999999,"00:01:35",24.87,24.92,24.747,24.501999999999999,"00:01:35",25.045999999999999,25.103000000000002,24.891999999999999,24.529,0.38300000000000267,0.31599999999999895,0.29199999999999804,"00:01:35",23.359000000000002,23.407,23.157,22.975999999999999,"00:01:35",23.824000000000002,23.811,23.423999999999999,23.036000000000001,"00:01:35",23.343,23.273,23.094999999999999,23.062000000000001,"00:01:35",24.762,24.783999999999999,24.074000000000002,23.062000000000001,"00:01:35",23.475000000000001,23.427,23.044,23.042999999999999,"00:01:35",24.209,24.024999999999999,23.922000000000001,23.170999999999999,"00:01:35",25.913,25.67,25.545000000000002,23.352,"00:01:35",26.834,26.565000000000001,26.417999999999999,23.437999999999999,"00:01:35",27.219000000000001,26.939,26.835999999999999,23.433,"00:01:35",25.683,25.376999999999999,25.451000000000001,23.364999999999998,"00:01:35",32.686999999999998,31.324000000000002,32.351999999999997,24.733000000000001,"00:01:35",35.357999999999997,33.423999999999999,35.154000000000003,24.785,"00:01:35",37.862000000000002,35.392000000000003,37.351999999999997,24.878,"00:01:35",25.003,24.771000000000001,24.683,24.105,"00:01:35",24.172999999999998,24.135999999999999,24.044,23.126000000000001,"00:01:35",23.885999999999999,23.808,23.681000000000001,23.140999999999998,"00:01:35",28.887,28.585000000000001,29.905999999999999,23.175000000000001,"00:01:35",34.654000000000003,33.838000000000001,37.027999999999999,23.201000000000001,"00:01:35",53.838000000000001,41.116999999999997,60.433999999999997,23.234999999999999,"00:01:35",64.930999999999997,36.542999999999999,73.403999999999996,23.27,"00:01:35",65.275000000000006,63.628,77.293000000000006,23.44,"00:01:35",80.751000000000005,82.433999999999997,91.207999999999998,28.212,"00:01:35",25.986999999999998,25.815999999999999,25.52,25.143000000000001,"00:01:35",25.684000000000001,25.629000000000001,25.411999999999999,24.959,"00:01:35",26.349,26.128,25.911000000000001,25.263999999999999,"00:01:35",27.361000000000001,26.786999999999999,26.53,25.068999999999999,"00:01:35",29.623999999999999,28.376000000000001,28.042000000000002,25.26,"00:01:35",32.728999999999999,30.631,30.128,25.302,"00:01:35",36.610999999999997,33.689,32.613999999999997,25.396000000000001,"00:01:35",41.4,37.515999999999998,35.482999999999997,25.64,"00:01:35",49.043999999999997,42.473999999999997,39.655000000000001,25.548999999999999,"00:01:35",78.816000000000003,67.641999999999996,59.073999999999998,28.41,"00:01:35",80.8,70.289000000000001,62.698999999999998,28.198,"00:01:35",91.968000000000004,83.224000000000004,70.481999999999999,29.577000000000002,"00:01:35",99.152000000000001,90.456000000000003,77.298000000000002,29.323,null,null,null,null,null,null,null,null,null,null,null,null,null,null,null,null,null,null,null,null,null,null,null,"00:01:35",26.626999999999999,26.376999999999999,26.152999999999999,25.649000000000001,"00:01:35",26.942,26.657,26.666,25.434000000000001,"00:01:35",31.971,30.091000000000001,31.009,25.379000000000001,"00:01:35",25.53,25.463999999999999,25.286999999999999,25.195,"00:01:35",57.103999999999999,49.372999999999998,52.093000000000004,27.31,"00:01:35",82.631,66.432000000000002,68.619,29.873000000000001,"00:01:35",108.60899999999999,90.128,88.945999999999998,32.064999999999998]
["00:01:36",24.571999999999999,24.600999999999999,24.491,24.542999999999999,"00:01:36",24.666,24.681000000000001,24.556000000000001,24.523,"00:01:36",24.876000000000001,24.927,24.747,24.504000000000001,"00:01:36",25.065000000000001,25.122,24.905999999999999,24.529,0.40200000000000102,0.33500000000000085,0.30599999999999739,"00:01:36",23.364999999999998,23.42,23.158999999999999,22.98,"00:01:36",23.832999999999998,23.821999999999999,23.434000000000001,23.042000000000002,"00:01:36",23.373000000000001,23.303000000000001,23.111999999999998,23.064,"00:01:36",24.77,24.794,24.08,23.059000000000001,"00:01:36",23.471,23.427,23.05,23.053999999999998,"00:01:36",24.286000000000001,24.099,23.995999999999999,23.172000000000001,"00:01:36",25.954000000000001,25.715,25.579000000000001,23.353000000000002,"00:01:36",26.870999999999999,26.61,26.452000000000002,23.437999999999999,"00:01:36",27.266999999999999,26.98,26.876999999999999,23.428999999999998,"00:01:36",25.856000000000002,25.536000000000001,25.62,23.372,"00:01:36",32.744999999999997,31.376000000000001,32.402999999999999,24.733000000000001,"00:01:36",35.395000000000003,33.453000000000003,35.186999999999998,24.792999999999999,"00:01:36",37.905999999999999,35.424999999999997,37.396000000000001,24.853000000000002,"00:01:36",24.995999999999999,24.763999999999999,24.675999999999998,24.094000000000001,"00:01:36",24.169,24.134,24.039000000000001,23.123999999999999,"00:01:36",23.88,23.81,23.683,23.146000000000001,"00:01:36",28.9,28.594999999999999,29.916,23.17,"00:01:36",34.677999999999997,33.841999999999999,37.031999999999996,23.206,"00:01:36",53.845999999999997,41.192999999999998,60.451999999999998,23.242000000000001,"00:01:36",65.087999999999994,36.500999999999998,73.626000000000005,23.266999999999999,"00:01:36",65.301000000000002,63.484999999999999,77.293000000000006,23.442,"00:01:36",80.872,82.518000000000001,91.215999999999994,28.463999999999999,"00:01:36",25.986999999999998,25.814,25.515999999999998,25.137,"00:01:36",25.695,25.629000000000001,25.419,24.959,"00:01:36",26.344999999999999,26.117000000000001,25.908000000000001,25.266999999999999,"00:01:36",27.372,26.795000000000002,26.533999999999999,25.077000000000002,"00:01:36",29.626999999999999,28.384,28.041,25.251999999999999,"00:01:36",32.722000000000001,30.634,30.132000000000001,25.309000000000001,"00:01:36",36.618000000000002,33.713000000000001,32.613999999999997,25.405000000000001,"00:01:36",41.393000000000001,37.545000000000002,35.482999999999997,25.658000000000001,"00:01:36",49.164000000000001,42.645000000000003,39.718000000000004,25.501000000000001,"00:01:36",78.48,67.125,58.820999999999998,28.318000000000001,"00:01:36",81.012,70.465000000000003,62.764000000000003,28.367000000000001,"00:01:36",92.051000000000002,83.248999999999995,70.596999999999994,29.541,"00:01:36",99.62,90.575000000000003,77.503,29.263999999999999,null,null,null,null,null,null,null,null,null,null,null,null,null,null,null,null,null,null,null,null,null,null,null,"00:01:36",26.616,26.37,26.149000000000001,25.649000000000001,"00:01:36",27.009,26.707000000000001,26.736999999999998,25.452999999999999,"00:01:36",32.084000000000003,30.186,31.108000000000001,25.375,"00:01:36",25.527999999999999,25.457000000000001,25.291,25.187999999999999,"00:01:36",57.298000000000002,49.462000000000003,52.05,27.285,"00:01:36",82.787000000000006,66.42,68.742999999999995,29.957999999999998,"00:01:36",108.7,90.174999999999997,88.960999999999999,32.087000000000003]
["00:01:37",24.571999999999999,24.602,24.495000000000001,24.539000000000001,"00:01:37",24.677,24.689,24.553000000000001,24.515999999999998,"00:01:37",24.885000000000002,24.934999999999999,24.754999999999999,24.513999999999999,"00:01:37",25.07,25.126000000000001,24.91,24.530999999999999,0.40600000000000236,0.33999999999999986,0.30999999999999872,"00:01:37",23.370999999999999,23.423999999999999,23.167999999999999,22.984000000000002,"00:01:37",23.844000000000001,23.827999999999999,23.437999999999999,23.041,"00:01:37",23.405999999999999,23.338000000000001,23.134,23.062000000000001,"00:01:37",24.77,24.79,24.077999999999999,23.052,"00:01:37",23.486000000000001,23.431000000000001,23.056000000000001,23.061,"00:01:37",24.349,24.154,24.058,23.161000000000001,"00:01:37",25.998000000000001,25.754999999999999,25.623000000000001,23.353000000000002,"00:01:37",26.896999999999998,26.628,26.47,23.431000000000001,"00:01:37",27.306999999999999,27.024000000000001,26.914000000000001,23.433,"00:01:37",26.029,25.693999999999999,25.779,23.369,"00:01:37",32.792999999999999,31.405000000000001,32.457999999999998,24.745000000000001,"00:01:37",35.439,33.481999999999999,35.226999999999997,24.803999999999998,"00:01:37",37.950000000000003,35.465000000000003,37.44,24.870999999999999,"00:01:37",25,24.757000000000001,24.683,24.102,"00:01:37",24.170999999999999,24.125,24.036999999999999,23.119,"00:01:37",23.888000000000002,23.815999999999999,23.678000000000001,23.143999999999998,"00:01:37",28.9,28.602,29.93,23.175000000000001,"00:01:37",34.698,33.854999999999997,37.024000000000001,23.196999999999999,"00:01:37",53.872999999999998,41.276000000000003,60.33,23.236999999999998,"00:01:37",65.191999999999993,36.594000000000001,73.822999999999993,23.268000000000001,"00:01:37",65.33,63.386000000000003,77.286000000000001,23.445,"00:01:37",80.954999999999998,82.754999999999995,91.314999999999998,28.545000000000002,"00:01:37",25.981999999999999,25.818000000000001,25.521999999999998,25.137,"00:01:37",25.672999999999998,25.622,25.401,24.952000000000002,"00:01:37",26.353000000000002,26.128,25.908000000000001,25.266999999999999,"00:01:37",27.376000000000001,26.802,26.541,25.08,"00:01:37",29.649000000000001,28.390999999999998,28.056000000000001,25.248999999999999,"00:01:37",32.737000000000002,30.645,30.138999999999999,25.306000000000001,"00:01:37",36.615000000000002,33.732999999999997,32.618000000000002,25.402999999999999,"00:01:37",41.38,37.552999999999997,35.494,25.66,"00:01:37",49.28,42.798000000000002,39.768999999999998,25.55,"00:01:37",78.347999999999999,66.981999999999999,58.680999999999997,28.236999999999998,"00:01:37",81.094999999999999,70.611999999999995,62.8,28.393000000000001,"00:01:37",92.123999999999995,82.858999999999995,70.641000000000005,29.780999999999999,"00:01:37",100.143,90.302000000000007,77.668000000000006,29.908999999999999,null,null,null,null,null,null,null,null,null,null,null,null,null,null,null,null,null,null,null,null,null,null,null,"00:01:37",26.609000000000002,26.37,26.149000000000001,25.655999999999999,"00:01:37",27.053000000000001,26.733000000000001,26.77,25.449000000000002,"00:01:37",32.156999999999996,30.251999999999999,31.172999999999998,25.382999999999999,"00:01:37",25.527000000000001,25.457000000000001,25.283999999999999,25.187999999999999,"00:01:37",57.436,49.493000000000002,51.991999999999997,27.303000000000001,"00:01:37",82.837999999999994,66.417000000000002,68.801000000000002,30.001999999999999,"00:01:37",108.833,90.257000000000005,88.903000000000006,32.308999999999997]
["00:01:38",24.58,24.606000000000002,24.503,24.536000000000001,"00:01:38",24.678000000000001,24.696000000000002,24.56,24.52,"00:01:38",24.882000000000001,24.93,24.753,24.503,"00:01:38",25.071999999999999,25.131,24.914000000000001,24.533000000000001,0.41100000000000136,0.34199999999999875,0.31400000000000006,"00:01:38",23.384,23.428000000000001,23.175999999999998,22.983000000000001,"00:01:38",23.847999999999999,23.838999999999999,23.445,23.044,"00:01:38",23.446999999999999,23.373000000000001,23.161999999999999,23.07,"00:01:38",24.771999999999998,24.803000000000001,24.085999999999999,23.056999999999999,"00:01:38",23.484999999999999,23.422000000000001,23.053000000000001,23.056000000000001,"00:01:38",24.422999999999998,24.22,24.132000000000001,23.164999999999999,"00:01:38",26.024000000000001,25.792000000000002,25.652000000000001,23.36,"00:01:38",26.93,26.669,26.507000000000001,23.442,"00:01:38",27.366,27.082999999999998,26.957999999999998,23.443999999999999,"00:01:38",26.183,25.844999999999999,25.937000000000001,23.376000000000001,"00:01:38",32.826000000000001,31.449000000000002,32.502000000000002,24.734000000000002,"00:01:38",35.460999999999999,33.497,35.253,24.797000000000001,"00:01:38",37.99,35.509,37.479999999999997,24.905000000000001,"00:01:38",25.003,24.757000000000001,24.675999999999998,24.123999999999999,"00:01:38",24.175000000000001,24.131,24.042999999999999,23.126000000000001,"00:01:38",23.879000000000001,23.809000000000001,23.675999999999998,23.145,"00:01:38",28.911000000000001,28.61,29.937999999999999,23.177,"00:01:38",34.726999999999997,33.880000000000003,37.040999999999997,23.204000000000001,"00:01:38",53.914000000000001,41.338000000000001,60.256,23.234999999999999,"00:01:38",65.316999999999993,36.962000000000003,73.980999999999995,23.268999999999998,"00:01:38",65.372,63.503,77.296000000000006,23.446999999999999,"00:01:38",81.012,82.926000000000002,91.444999999999993,28.635999999999999,"00:01:38",25.977,25.82,25.515000000000001,25.14,"00:01:38",25.672999999999998,25.617999999999999,25.393999999999998,24.948,"00:01:38",26.353000000000002,26.128,25.911000000000001,25.271000000000001,"00:01:38",27.387,26.802,26.552,25.073,"00:01:38",29.664000000000001,28.408999999999999,28.067,25.26,"00:01:38",32.744,30.655999999999999,30.146000000000001,25.309000000000001,"00:01:38",36.622,33.704000000000001,32.618000000000002,25.396000000000001,"00:01:38",41.389000000000003,37.610999999999997,35.509,25.666,"00:01:38",49.35,42.838000000000001,39.798999999999999,25.605,"00:01:38",78.007999999999996,66.558000000000007,58.406999999999996,27.998999999999999,"00:01:38",81.146000000000001,70.876999999999995,62.853999999999999,28.533000000000001,"00:01:38",92.2,82.855000000000004,70.683999999999997,29.684000000000001,"00:01:38",100.327,90.23,77.768000000000001,30.085000000000001,null,null,null,null,null,null,null,null,null,null,null,null,null,null,null,null,null,null,null,null,null,null,null,"00:01:38",26.623999999999999,26.37,26.16,25.675000000000001,"00:01:38",27.14,26.777000000000001,26.858000000000001,25.449000000000002,"00:01:38",32.337000000000003,30.393999999999998,31.312000000000001,25.372,"00:01:38",25.523,25.46,25.297999999999998,25.192,"00:01:38",57.537999999999997,49.503999999999998,51.948999999999998,27.318000000000001,"00:01:38",82.844999999999999,66.400000000000006,68.891999999999996,29.792000000000002,"00:01:38",108.974,90.516999999999996,89.007000000000005,32.348999999999997]
["00:01:39",24.576000000000001,24.599,24.492000000000001,24.532,"00:01:39",24.678000000000001,24.707999999999998,24.571000000000002,24.515999999999998,"00:01:39",24.876999999999999,24.925999999999998,24.751999999999999,24.498999999999999,"00:01:39",25.076000000000001,25.143999999999998,24.917999999999999,24.532,0.42399999999999949,0.34600000000000009,0.31799999999999784,"00:01:39",23.385999999999999,23.436,23.18,22.986999999999998,"00:01:39",23.85,23.844999999999999,23.451000000000001,23.036999999999999,"00:01:39",23.481999999999999,23.416,23.181000000000001,23.068000000000001,"00:01:39",24.789000000000001,24.812999999999999,24.09,23.056000000000001,"00:01:39",23.48,23.425999999999998,23.06,23.055,"00:01:39",24.492999999999999,24.302,24.206,23.164999999999999,"00:01:39",26.068000000000001,25.84,25.689,23.353000000000002,"00:01:39",26.956,26.695,26.521999999999998,23.439,"00:01:39",27.4,27.109000000000002,26.991,23.437000000000001,"00:01:39",26.353000000000002,25.995999999999999,26.091999999999999,23.387,"00:01:39",32.884999999999998,31.475000000000001,32.545999999999999,24.73,"00:01:39",35.505000000000003,33.53,35.296999999999997,24.779,"00:01:39",38.037999999999997,35.539000000000001,37.534999999999997,24.931000000000001,"00:01:39",25.004000000000001,24.765000000000001,24.68,24.158000000000001,"00:01:39",24.167999999999999,24.131,24.045999999999999,23.125,"00:01:39",23.879000000000001,23.805,23.673999999999999,23.143000000000001,"00:01:39",28.920999999999999,28.617000000000001,29.956,23.167999999999999,"00:01:39",34.750999999999998,33.881999999999998,37.045999999999999,23.206,"00:01:39",53.942,41.362000000000002,60.247,23.234999999999999,"00:01:39",65.457999999999998,37.527000000000001,74.123000000000005,23.265000000000001,"00:01:39",65.42,63.584000000000003,77.317999999999998,23.454999999999998,"00:01:39",81.054000000000002,82.831000000000003,91.524000000000001,28.765999999999998,"00:01:39",25.977,25.818999999999999,25.506,25.138000000000002,"00:01:39",25.666,25.611000000000001,25.401,24.945,"00:01:39",26.36,26.120999999999999,25.911000000000001,25.271000000000001,"00:01:39",27.405999999999999,26.821000000000002,26.57,25.088000000000001,"00:01:39",29.667999999999999,28.408999999999999,28.071000000000002,25.245000000000001,"00:01:39",32.747,30.655999999999999,30.157,25.312999999999999,"00:01:39",36.624000000000002,33.682000000000002,32.606999999999999,25.382999999999999,"00:01:39",41.414999999999999,37.701999999999998,35.548999999999999,25.666,"00:01:39",49.454999999999998,42.911000000000001,39.843000000000004,25.731000000000002,"00:01:39",77.638999999999996,66.364999999999995,58.204999999999998,27.76,"00:01:39",81.143000000000001,70.683999999999997,62.918999999999997,28.56,"00:01:39",92.247,82.741,70.72,29.561,"00:01:39",100.595,90.274000000000001,77.905000000000001,30.428000000000001,null,null,null,null,null,null,null,null,null,null,null,null,null,null,null,null,null,null,null,null,null,null,null,"00:01:39",26.623999999999999,26.381,26.167999999999999,25.681999999999999,"00:01:39",27.186,26.795999999999999,26.902999999999999,25.442,"00:01:39",32.433999999999997,30.474,31.396000000000001,25.375,"00:01:39",25.529,25.466000000000001,25.295000000000002,25.202999999999999,"00:01:39",57.682000000000002,49.524000000000001,51.79,27.280999999999999,"00:01:39",82.852000000000004,66.427000000000007,68.923000000000002,29.751999999999999,"00:01:39",109.11499999999999,90.787000000000006,89.111999999999995,32.363999999999997]
["00:01:40",24.573,24.606000000000002,24.492000000000001,24.536000000000001,"00:01:40",24.693000000000001,24.707999999999998,24.57,24.521999999999998,"00:01:40",24.870999999999999,24.93,24.751999999999999,24.5,"00:01:40",25.084,25.140999999999998,24.922000000000001,24.53,0.42099999999999937,0.3539999999999992,0.32199999999999918,"00:01:40",23.385999999999999,23.443000000000001,23.18,22.983000000000001,"00:01:40",23.858000000000001,23.847000000000001,23.45,23.045000000000002,"00:01:40",23.518999999999998,23.452999999999999,23.207999999999998,23.074000000000002,"00:01:40",24.791,24.818000000000001,24.097000000000001,23.062999999999999,"00:01:40",23.483000000000001,23.43,23.056999999999999,23.056999999999999,"00:01:40",24.562999999999999,24.361000000000001,24.271999999999998,23.169,"00:01:40",26.105,25.859000000000002,25.715,23.361000000000001,"00:01:40",26.978999999999999,26.725000000000001,26.547999999999998,23.443000000000001,"00:01:40",27.443999999999999,27.152999999999999,27.021000000000001,23.43,"00:01:40",26.5,26.14,26.245999999999999,23.395,"00:01:40",32.920999999999999,31.518999999999998,32.600999999999999,24.734000000000002,"00:01:40",35.537999999999997,33.563000000000002,35.33,24.768000000000001,"00:01:40",38.067,35.579000000000001,37.567999999999998,24.937999999999999,"00:01:40",25.007999999999999,24.757000000000001,24.669,24.161000000000001,"00:01:40",24.170999999999999,24.135000000000002,24.047999999999998,23.125,"00:01:40",23.876999999999999,23.797999999999998,23.669,23.135999999999999,"00:01:40",28.922999999999998,28.632000000000001,29.96,23.167999999999999,"00:01:40",34.777000000000001,33.875,37.063000000000002,23.199000000000002,"00:01:40",53.966999999999999,41.38,60.265000000000001,23.236999999999998,"00:01:40",65.614000000000004,38.033999999999999,74.263000000000005,23.268999999999998,"00:01:40",65.444999999999993,63.600999999999999,77.349999999999994,23.446999999999999,"00:01:40",81.05,82.77,91.593999999999994,28.902999999999999,"00:01:40",25.971,25.812999999999999,25.51,25.134,"00:01:40",25.67,25.617999999999999,25.39,24.945,"00:01:40",26.356999999999999,26.120999999999999,25.911000000000001,25.263999999999999,"00:01:40",27.413,26.821000000000002,26.562999999999999,25.08,"00:01:40",29.686,28.42,28.082000000000001,25.26,"00:01:40",32.747,30.664000000000001,30.164000000000001,25.331,"00:01:40",36.618000000000002,33.674999999999997,32.606999999999999,25.37,"00:01:40",41.447000000000003,37.673000000000002,35.6,25.664000000000001,"00:01:40",49.521000000000001,42.936999999999998,39.895000000000003,25.768000000000001,"00:01:40",77.453000000000003,66.228999999999999,58.133000000000003,27.9,"00:01:40",81.179000000000002,70.759,62.951999999999998,28.56,"00:01:40",92.316000000000003,82.644999999999996,70.703000000000003,29.417999999999999,"00:01:40",100.89100000000001,90.356999999999999,78.001999999999995,30.698,null,null,null,null,null,null,null,null,null,null,null,null,null,null,null,null,null,null,null,null,null,null,null,"00:01:40",26.623999999999999,26.376999999999999,26.164000000000001,25.686,"00:01:40",27.215,26.821999999999999,26.931999999999999,25.442,"00:01:40",32.511000000000003,30.524999999999999,31.446999999999999,25.382999999999999,"00:01:40",25.523,25.463999999999999,25.298999999999999,25.199000000000002,"00:01:40",57.74,49.551000000000002,51.713999999999999,27.233000000000001,"00:01:40",82.858999999999995,66.459999999999994,68.905000000000001,29.759,"00:01:40",109.45399999999999,91.358999999999995,89.305999999999997,32.484000000000002]
["00:01:41",24.573,24.61,24.495999999999999,24.533000000000001,"00:01:41",24.681999999999999,24.702000000000002,24.564,24.518000000000001,"00:01:41",24.879000000000001,24.936,24.756,24.507000000000001,"00:01:41",25.088000000000001,25.152000000000001,24.925999999999998,24.533999999999999,0.43200000000000216,0.35800000000000054,0.32599999999999696,"00:01:41",23.388000000000002,23.44,23.181000000000001,22.981999999999999,"00:01:41",23.86,23.849,23.454000000000001,23.04,"00:01:41",23.556000000000001,23.49,23.227,23.074000000000002,"00:01:41",24.795999999999999,24.827999999999999,24.100999999999999,23.058,"00:01:41",23.486999999999998,23.437999999999999,23.064,23.07,"00:01:41",24.626000000000001,24.431000000000001,24.338999999999999,23.175999999999998,"00:01:41",26.131,25.902999999999999,25.741,23.361000000000001,"00:01:41",27.007999999999999,26.762,26.562999999999999,23.443000000000001,"00:01:41",27.477,27.19,27.053999999999998,23.440999999999999,"00:01:41",26.651,26.276,26.372,23.395,"00:01:41",32.954000000000001,31.536999999999999,32.627000000000002,24.731000000000002,"00:01:41",35.563000000000002,33.585000000000001,35.359000000000002,24.745999999999999,"00:01:41",38.107999999999997,35.607999999999997,37.616,24.957000000000001,"00:01:41",24.997,24.75,24.677,24.158000000000001,"00:01:41",24.175000000000001,24.137,24.05,23.129000000000001,"00:01:41",23.873000000000001,23.800999999999998,23.667000000000002,23.135999999999999,"00:01:41",28.925999999999998,28.643000000000001,29.971,23.172000000000001,"00:01:41",34.790999999999997,33.868000000000002,37.079000000000001,23.199000000000002,"00:01:41",53.994,41.430999999999997,60.305,23.234000000000002,"00:01:41",65.805999999999997,38.162999999999997,74.424000000000007,23.266999999999999,"00:01:41",65.462999999999994,63.555,77.379000000000005,23.44,"00:01:41",81.043000000000006,82.811999999999998,91.652000000000001,28.875,"00:01:41",25.97,25.815000000000001,25.51,25.129000000000001,"00:01:41",25.666,25.617999999999999,25.401,24.949000000000002,"00:01:41",26.346,26.114000000000001,25.9,25.26,"00:01:41",27.423999999999999,26.827999999999999,26.574000000000002,25.084,"00:01:41",29.701000000000001,28.431999999999999,28.088999999999999,25.248999999999999,"00:01:41",32.762,30.664000000000001,30.167999999999999,25.331,"00:01:41",36.625999999999998,33.728999999999999,32.606999999999999,25.420999999999999,"00:01:41",41.469000000000001,37.610999999999997,35.643000000000001,25.651,"00:01:41",49.554000000000002,42.875999999999998,39.920999999999999,25.731999999999999,"00:01:41",77.091999999999999,65.917000000000002,58.008000000000003,27.959,"00:01:41",81.369,71.046000000000006,62.976999999999997,28.564,"00:01:41",92.381,82.841999999999999,70.709999999999994,29.33,"00:01:41",101.071,90.415000000000006,78.06,30.774000000000001,null,null,null,null,null,null,null,null,null,null,null,null,null,null,null,null,null,null,null,null,null,null,null,"00:01:41",26.623999999999999,26.385000000000002,26.164000000000001,25.686,"00:01:41",27.286999999999999,26.864000000000001,26.998000000000001,25.442,"00:01:41",32.674999999999997,30.635999999999999,31.573,25.408999999999999,"00:01:41",25.530999999999999,25.468,25.302,25.213999999999999,"00:01:41",57.768999999999998,49.558,51.66,27.23,"00:01:41",82.807000000000002,66.590999999999994,68.757999999999996,29.824000000000002,"00:01:41",109.851,91.881,89.489000000000004,32.527999999999999]
["00:01:42",24.581,24.6,24.486000000000001,24.533000000000001,"00:01:42",24.693999999999999,24.704999999999998,24.565000000000001,24.513000000000002,"00:01:42",24.881,24.934000000000001,24.756,24.501999999999999,"00:01:42",25.085999999999999,25.154,24.931999999999999,24.529,0.43400000000000105,0.3559999999999981,0.33199999999999719,"00:01:42",23.387,23.442,23.186,22.986000000000001,"00:01:42",23.861999999999998,23.850999999999999,23.452000000000002,23.035,"00:01:42",23.594999999999999,23.530999999999999,23.262,23.071000000000002,"00:01:42",24.795000000000002,24.827999999999999,24.105,23.056000000000001,"00:01:42",23.489000000000001,23.434000000000001,23.065000000000001,23.068000000000001,"00:01:42",24.707000000000001,24.497,24.398,23.184000000000001,"00:01:42",26.167999999999999,25.928999999999998,25.771000000000001,23.367999999999999,"00:01:42",27.03,26.773,26.585000000000001,23.454000000000001,"00:01:42",27.51,27.222999999999999,27.08,23.456,"00:01:42",26.783999999999999,26.408999999999999,26.512,23.395,"00:01:42",32.994999999999997,31.57,32.659999999999997,24.724,"00:01:42",35.593000000000004,33.610999999999997,35.384999999999998,24.728000000000002,"00:01:42",38.148000000000003,35.637999999999998,37.649000000000001,24.960999999999999,"00:01:42",25.004000000000001,24.757999999999999,24.681000000000001,24.146999999999998,"00:01:42",24.172000000000001,24.128,24.039000000000001,23.117999999999999,"00:01:42",23.873000000000001,23.800999999999998,23.669,23.135999999999999,"00:01:42",28.928000000000001,28.655999999999999,29.983000000000001,23.172000000000001,"00:01:42",34.822000000000003,33.856999999999999,37.090000000000003,23.201000000000001,"00:01:42",54.014000000000003,41.506999999999998,60.347999999999999,23.239000000000001,"00:01:42",66.025000000000006,38.052,74.606999999999999,23.263999999999999,"00:01:42",65.441999999999993,63.21,77.399000000000001,23.434999999999999,"00:01:42",81.073999999999998,82.959000000000003,91.697000000000003,28.91,"00:01:42",25.966000000000001,25.823,25.524999999999999,25.138999999999999,"00:01:42",25.677,25.614999999999998,25.401,24.949000000000002,"00:01:42",26.356999999999999,26.129000000000001,25.911999999999999,25.268000000000001,"00:01:42",27.439,26.838999999999999,26.596,25.084,"00:01:42",29.707999999999998,28.431999999999999,28.1,25.248999999999999,"00:01:42",32.768999999999998,30.667000000000002,30.186,25.331,"00:01:42",36.619999999999997,33.756999999999998,32.619999999999997,25.456,"00:01:42",41.502000000000002,37.552999999999997,35.686999999999998,25.632999999999999,"00:01:42",49.584000000000003,42.869,39.960999999999999,25.632999999999999,"00:01:42",76.831000000000003,65.650999999999996,57.856999999999999,27.776,"00:01:42",81.441999999999993,71.272000000000006,62.973999999999997,28.579000000000001,"00:01:42",92.587000000000003,83.793999999999997,70.736000000000004,29.312000000000001,"00:01:42",101.389,90.995000000000005,78.174999999999997,30.844000000000001,null,null,null,null,null,null,null,null,null,null,null,null,null,null,null,null,null,null,null,null,null,null,null,"00:01:42",26.631,26.381,26.164000000000001,25.686,"00:01:42",27.33,26.899000000000001,27.032,25.45,"00:01:42",32.755000000000003,30.689,31.643999999999998,25.416,"00:01:42",25.527000000000001,25.463999999999999,25.300999999999998,25.213999999999999,"00:01:42",57.816000000000003,49.582000000000001,51.631,27.326000000000001,"00:01:42",82.77,66.596000000000004,68.614000000000004,29.841000000000001,"00:01:42",110.021,92.043000000000006,89.686000000000007,32.600999999999999]
["00:01:43",24.574000000000002,24.6,24.492999999999999,24.536999999999999,"00:01:43",24.686,24.707000000000001,24.571999999999999,24.518999999999998,"00:01:43",24.882999999999999,24.937999999999999,24.756,24.491,"00:01:43",25.096,25.158000000000001,24.936,24.527000000000001,0.43800000000000239,0.36599999999999966,0.33599999999999852,"00:01:43",23.393000000000001,23.443999999999999,23.187999999999999,22.984000000000002,"00:01:43",23.864999999999998,23.855,23.451000000000001,23.042000000000002,"00:01:43",23.625,23.564,23.285,23.082000000000001,"00:01:43",24.802,24.835000000000001,24.103000000000002,23.064,"00:01:43",23.492999999999999,23.434999999999999,23.07,23.076000000000001,"00:01:43",24.765999999999998,24.553000000000001,24.457000000000001,23.18,"00:01:43",26.209,25.963000000000001,25.803999999999998,23.369,"00:01:43",27.064,26.806000000000001,26.596,23.462,"00:01:43",27.536000000000001,27.257000000000001,27.117000000000001,23.456,"00:01:43",26.92,26.536999999999999,26.629000000000001,23.399000000000001,"00:01:43",33.030999999999999,31.606999999999999,32.704000000000001,24.716999999999999,"00:01:43",35.619,33.628999999999998,35.411000000000001,24.706,"00:01:43",38.183999999999997,35.662999999999997,37.685000000000002,24.968,"00:01:43",25.007999999999999,24.762,24.677,24.146999999999998,"00:01:43",24.167999999999999,24.131,24.047000000000001,23.120999999999999,"00:01:43",23.873000000000001,23.803000000000001,23.672999999999998,23.134,"00:01:43",28.928999999999998,28.670999999999999,29.998999999999999,23.178000000000001,"00:01:43",34.853000000000002,33.844000000000001,37.109000000000002,23.202999999999999,"00:01:43",54.018000000000001,41.543999999999997,60.393000000000001,23.242999999999999,"00:01:43",66.200999999999993,37.798999999999999,74.78,23.276,"00:01:43",65.399000000000001,62.920999999999999,77.542000000000002,23.434999999999999,"00:01:43",81.072000000000003,82.667000000000002,91.78,29.062999999999999,"00:01:43",25.966999999999999,25.821000000000002,25.518000000000001,25.140999999999998,"00:01:43",25.684999999999999,25.622,25.416,24.956,"00:01:43",26.364000000000001,26.135999999999999,25.919,25.263999999999999,"00:01:43",27.446000000000002,26.843,26.596,25.084,"00:01:43",29.722999999999999,28.45,28.111000000000001,25.253,"00:01:43",32.765999999999998,30.667000000000002,30.186,25.341999999999999,"00:01:43",36.618000000000002,33.78,32.628999999999998,25.457999999999998,"00:01:43",41.518000000000001,37.523000000000003,35.700000000000003,25.672999999999998,"00:01:43",49.639000000000003,42.892000000000003,39.988,25.538,"00:01:43",76.733999999999995,65.616,57.774000000000001,27.905000000000001,"00:01:43",81.427000000000007,71.033000000000001,62.951999999999998,28.725999999999999,"00:01:43",92.76,83.575999999999993,70.747,29.300999999999998,"00:01:43",101.53400000000001,91.091999999999999,78.296999999999997,30.75,null,null,null,null,null,null,null,null,null,null,null,null,null,null,null,null,null,null,null,null,null,null,null,"00:01:43",26.623999999999999,26.373999999999999,26.16,25.675000000000001,"00:01:43",27.347999999999999,26.91,27.042999999999999,25.434999999999999,"00:01:43",32.817,30.728999999999999,31.687000000000001,25.42,"00:01:43",25.527000000000001,25.468,25.288,25.207000000000001,"00:01:43",57.844999999999999,49.594999999999999,51.639000000000003,27.321999999999999,"00:01:43",82.759,66.581999999999994,68.614000000000004,29.832999999999998,"00:01:43",110.25700000000001,92.287999999999997,90.203999999999994,32.564999999999998]
["00:01:44",24.574000000000002,24.603999999999999,24.497,24.538,"00:01:44",24.687000000000001,24.704999999999998,24.562000000000001,24.51,"00:01:44",24.882999999999999,24.933,24.753,24.492999999999999,"00:01:44",25.11,25.175000000000001,24.940999999999999,24.533000000000001,0.45500000000000185,0.37999999999999901,0.34099999999999753,"00:01:44",23.387,23.443999999999999,23.189,22.978999999999999,"00:01:44",23.87,23.864999999999998,23.463999999999999,23.042000000000002,"00:01:44",23.664000000000001,23.603000000000002,23.302,23.074999999999999,"00:01:44",24.814,24.838999999999999,24.111000000000001,23.056999999999999,"00:01:44",23.49,23.434999999999999,23.068999999999999,23.071999999999999,"00:01:44",24.829000000000001,24.611000000000001,24.515999999999998,23.184000000000001,"00:01:44",26.22,25.981000000000002,25.812000000000001,23.369,"00:01:44",27.079000000000001,26.829000000000001,26.634,23.477,"00:01:44",27.577000000000002,27.283000000000001,27.138999999999999,23.456,"00:01:44",27.056000000000001,26.67,26.757999999999999,23.402999999999999,"00:01:44",33.064999999999998,31.635999999999999,32.744,24.716999999999999,"00:01:44",35.640999999999998,33.655000000000001,35.444000000000003,24.706,"00:01:44",38.21,35.677999999999997,37.722000000000001,24.965,"00:01:44",24.997,24.754000000000001,24.673999999999999,24.135999999999999,"00:01:44",24.181000000000001,24.141999999999999,24.056000000000001,23.131,"00:01:44",23.876999999999999,23.802,23.667999999999999,23.146999999999998,"00:01:44",28.934000000000001,28.68,30.007000000000001,23.173999999999999,"00:01:44",34.878999999999998,33.832000000000001,37.106999999999999,23.202999999999999,"00:01:44",54.011000000000003,41.554000000000002,60.417999999999999,23.236999999999998,"00:01:44",66.346999999999994,37.354999999999997,74.917000000000002,23.282,"00:01:44",65.436999999999998,63.898000000000003,77.072999999999993,23.44,"00:01:44",80.988,82.510999999999996,91.87,29.167999999999999,"00:01:44",25.969000000000001,25.823,25.523,25.148,"00:01:44",25.684999999999999,25.629000000000001,25.411999999999999,24.963999999999999,"00:01:44",26.356999999999999,26.125,25.914999999999999,25.263999999999999,"00:01:44",27.446000000000002,26.847000000000001,26.593,25.084,"00:01:44",29.742000000000001,28.446000000000002,28.119,25.248999999999999,"00:01:44",32.78,30.678000000000001,30.204000000000001,25.353000000000002,"00:01:44",36.618000000000002,33.808999999999997,32.64,25.451000000000001,"00:01:44",41.527000000000001,37.509,35.709000000000003,25.672999999999998,"00:01:44",49.667999999999999,42.91,40.006,25.535,"00:01:44",76.494,65.548000000000002,57.612000000000002,28.187999999999999,"00:01:44",81.427999999999997,71.266000000000005,62.912999999999997,28.888999999999999,"00:01:44",92.853999999999999,83.507999999999996,70.769000000000005,29.356999999999999,"00:01:44",101.60299999999999,91.183000000000007,78.353999999999999,30.899000000000001,null,null,null,null,null,null,null,null,null,null,null,null,null,null,null,null,null,null,null,null,null,null,null,"00:01:44",26.623999999999999,26.381,26.164000000000001,25.675000000000001,"00:01:44",27.423999999999999,26.96,27.096,25.425999999999998,"00:01:44",32.941000000000003,30.81,31.786000000000001,25.433,"00:01:44",25.523,25.472000000000001,25.292000000000002,25.213999999999999,"00:01:44",57.899000000000001,49.609000000000002,51.656999999999996,27.318000000000001,"00:01:44",82.650999999999996,66.599999999999994,68.754999999999995,29.957000000000001,"00:01:44",110.54300000000001,93.012,90.484999999999999,32.478000000000002]
["00:01:45",24.571000000000002,24.603999999999999,24.494,24.533999999999999,"00:01:45",24.690999999999999,24.704999999999998,24.577000000000002,24.513999999999999,"00:01:45",24.884,24.940999999999999,24.757000000000001,24.501000000000001,"00:01:45",25.102,25.172999999999998,24.940999999999999,24.526,0.4529999999999994,0.37199999999999989,0.34099999999999753,"00:01:45",23.393000000000001,23.445,23.189,22.981000000000002,"00:01:45",23.88,23.867000000000001,23.47,23.045999999999999,"00:01:45",23.692,23.638000000000002,23.326000000000001,23.079000000000001,"00:01:45",24.815999999999999,24.850999999999999,24.106000000000002,23.061,"00:01:45",23.488,23.437000000000001,23.067,23.076000000000001,"00:01:45",24.884,24.673999999999999,24.564,23.184000000000001,"00:01:45",26.242000000000001,26.007000000000001,25.834,23.376000000000001,"00:01:45",27.100999999999999,26.847000000000001,26.645,23.484000000000002,"00:01:45",27.603000000000002,27.308,27.158000000000001,23.471,"00:01:45",27.178000000000001,26.795000000000002,26.876000000000001,23.402999999999999,"00:01:45",33.104999999999997,31.672999999999998,32.777000000000001,24.716999999999999,"00:01:45",35.67,33.683999999999997,35.472999999999999,24.702999999999999,"00:01:45",38.25,35.697000000000003,37.747999999999998,24.939,"00:01:45",25.001000000000001,24.757999999999999,24.673999999999999,24.148,"00:01:45",24.177,24.138999999999999,24.047000000000001,23.131,"00:01:45",23.876999999999999,23.809000000000001,23.677,23.140999999999998,"00:01:45",28.934000000000001,28.678999999999998,30.01,23.18,"00:01:45",34.908000000000001,33.820999999999998,37.1,23.2,"00:01:45",53.988999999999997,41.542000000000002,60.426000000000002,23.242999999999999,"00:01:45",66.456999999999994,37.018000000000001,74.997,23.274999999999999,"00:01:45",65.510000000000005,64.519000000000005,76.730999999999995,23.439,"00:01:45",80.938000000000002,82.513000000000005,91.938999999999993,29.181000000000001,"00:01:45",25.974,25.82,25.521999999999998,25.15,"00:01:45",25.681000000000001,25.63,25.408999999999999,24.956,"00:01:45",26.364000000000001,26.125,25.922999999999998,25.268000000000001,"00:01:45",27.443000000000001,26.838999999999999,26.6,25.08,"00:01:45",29.738,28.454000000000001,28.119,25.242000000000001,"00:01:45",32.78,30.670999999999999,30.201000000000001,25.346,"00:01:45",36.613,33.826000000000001,32.655000000000001,25.442,"00:01:45",41.545000000000002,37.527000000000001,35.716000000000001,25.699000000000002,"00:01:45",49.741,42.965000000000003,40.054000000000002,25.553999999999998,"00:01:45",76.212000000000003,65.361999999999995,57.481999999999999,28.292000000000002,"00:01:45",81.611000000000004,71.573999999999998,62.871000000000002,28.995999999999999,"00:01:45",92.923000000000002,83.16,70.852000000000004,29.687999999999999,"00:01:45",101.676,92.069000000000003,78.459000000000003,30.831,null,null,null,null,null,null,null,null,null,null,null,null,null,null,null,null,null,null,null,null,null,null,null,"00:01:45",26.628,26.381,26.161000000000001,25.667999999999999,"00:01:45",27.463000000000001,26.984000000000002,27.12,25.423999999999999,"00:01:45",33.014000000000003,30.853000000000002,31.83,25.427,"00:01:45",25.518000000000001,25.457000000000001,25.286000000000001,25.207000000000001,"00:01:45",57.939,49.637999999999998,51.686,27.321999999999999,"00:01:45",82.58,66.679000000000002,68.811999999999998,29.837,"00:01:45",110.761,93.408000000000001,90.762,32.536000000000001]
["00:01:46",24.579000000000001,24.597000000000001,24.498000000000001,24.535,"00:01:46",24.698,24.718,24.577000000000002,24.513999999999999,"00:01:46",24.88,24.948,24.762,24.495999999999999,"00:01:46",25.1,25.166,24.936,24.521999999999998,0.44600000000000151,0.37000000000000099,0.33599999999999852,"00:01:46",23.402999999999999,23.445,23.189,22.978000000000002,"00:01:46",23.890999999999998,23.884,23.477,23.058,"00:01:46",23.722999999999999,23.664000000000001,23.35,23.081,"00:01:46",24.821000000000002,24.850999999999999,24.114999999999998,23.055,"00:01:46",23.489000000000001,23.43,23.067,23.073,"00:01:46",24.939,24.722000000000001,24.619,23.181000000000001,"00:01:46",26.276,26.036999999999999,25.86,23.376000000000001,"00:01:46",27.131,26.866,26.663,23.492000000000001,"00:01:46",27.646999999999998,27.349,27.187000000000001,23.471,"00:01:46",27.306999999999999,26.923999999999999,26.99,23.407,"00:01:46",33.134,31.699000000000002,32.817,24.728999999999999,"00:01:46",35.692,33.71,35.506,24.702999999999999,"00:01:46",38.276000000000003,35.719000000000001,37.780999999999999,24.925000000000001,"00:01:46",25.004999999999999,24.77,24.678000000000001,24.151,"00:01:46",24.172000000000001,24.132000000000001,24.042999999999999,23.126999999999999,"00:01:46",23.882999999999999,23.815000000000001,23.678999999999998,23.149000000000001,"00:01:46",28.943999999999999,28.677,30.023,23.173999999999999,"00:01:46",34.923000000000002,33.832000000000001,37.101999999999997,23.193999999999999,"00:01:46",53.95,41.618000000000002,60.447000000000003,23.24,"00:01:46",66.554000000000002,36.975999999999999,75.08,23.280999999999999,"00:01:46",65.570999999999998,64.951999999999998,76.545000000000002,23.443999999999999,"00:01:46",80.903999999999996,82.655000000000001,91.93,29.279,"00:01:46",25.972999999999999,25.824000000000002,25.52,25.148,"00:01:46",25.673999999999999,25.622,25.408999999999999,24.96,"00:01:46",26.356999999999999,26.125,25.911999999999999,25.268000000000001,"00:01:46",27.45,26.853999999999999,26.6,25.088000000000001,"00:01:46",29.756,28.460999999999999,28.13,25.253,"00:01:46",32.790999999999997,30.678000000000001,30.207999999999998,25.341999999999999,"00:01:46",36.607999999999997,33.845999999999997,32.661999999999999,25.436,"00:01:46",41.551000000000002,37.542000000000002,35.726999999999997,25.725999999999999,"00:01:46",49.804000000000002,43.095999999999997,40.08,25.577000000000002,"00:01:46",76.09,65.236000000000004,57.424999999999997,28.23,"00:01:46",81.700999999999993,71.566999999999993,62.848999999999997,29.125,"00:01:46",92.912999999999997,82.912999999999997,70.891999999999996,29.710999999999999,"00:01:46",101.672,92.986999999999995,78.563000000000002,30.791,null,null,null,null,null,null,null,null,null,null,null,null,null,null,null,null,null,null,null,null,null,null,null,"00:01:46",26.638999999999999,26.385000000000002,26.167999999999999,25.657,"00:01:46",27.5,27.01,27.135000000000002,25.428000000000001,"00:01:46",33.042999999999999,30.882000000000001,31.844000000000001,25.434999999999999,"00:01:46",25.523,25.465,25.292000000000002,25.2,"00:01:46",57.945999999999998,49.66,51.69,27.321999999999999,"00:01:46",82.555000000000007,66.679000000000002,68.819000000000003,29.911000000000001,"00:01:46",111.334,94.263999999999996,91.111000000000004,32.692999999999998]
["00:01:47",24.571999999999999,24.594000000000001,24.491,24.530999999999999,"00:01:47",24.695,24.724,24.581,24.518000000000001,"00:01:47",24.876999999999999,24.937000000000001,24.753,24.492000000000001,"00:01:47",25.106000000000002,25.173999999999999,24.942,24.524000000000001,0.45400000000000063,0.37600000000000122,0.34199999999999875,"00:01:47",23.399000000000001,23.451000000000001,23.193000000000001,22.984999999999999,"00:01:47",23.891999999999999,23.873000000000001,23.478999999999999,23.047000000000001,"00:01:47",23.748999999999999,23.698,23.369,23.08,"00:01:47",24.821999999999999,24.856000000000002,24.117000000000001,23.059000000000001,"00:01:47",23.489000000000001,23.428000000000001,23.062000000000001,23.067,"00:01:47",24.98,24.77,24.655999999999999,23.184000000000001,"00:01:47",26.294,26.059000000000001,25.885999999999999,23.384,"00:01:47",27.141999999999999,26.876999999999999,26.670999999999999,23.492000000000001,"00:01:47",27.666,27.382000000000001,27.213000000000001,23.478999999999999,"00:01:47",27.420999999999999,27.035,27.097000000000001,23.411000000000001,"00:01:47",33.182000000000002,31.728000000000002,32.853999999999999,24.751000000000001,"00:01:47",35.713999999999999,33.728999999999999,35.521000000000001,24.692,"00:01:47",38.313000000000002,35.759,37.825000000000003,24.936,"00:01:47",25.004999999999999,24.759,24.681999999999999,24.17,"00:01:47",24.175999999999998,24.137,24.045000000000002,23.129000000000001,"00:01:47",23.885000000000002,23.806999999999999,23.675000000000001,23.146999999999998,"00:01:47",28.951000000000001,28.670999999999999,30.030999999999999,23.181999999999999,"00:01:47",34.951999999999998,33.865000000000002,37.101999999999997,23.193999999999999,"00:01:47",53.933,41.767000000000003,60.469000000000001,23.238,"00:01:47",66.635000000000005,37.051000000000002,75.174999999999997,23.283000000000001,"00:01:47",65.631,65.268000000000001,76.468000000000004,23.442,"00:01:47",80.846999999999994,82.825000000000003,92.010999999999996,29.242999999999999,"00:01:47",25.966999999999999,25.815000000000001,25.52,25.145,"00:01:47",25.681000000000001,25.622,25.413,24.956,"00:01:47",26.361000000000001,26.129000000000001,25.914999999999999,25.263999999999999,"00:01:47",27.465,26.869,26.611000000000001,25.091999999999999,"00:01:47",29.76,28.460999999999999,28.137,25.253,"00:01:47",32.798000000000002,30.684999999999999,30.215,25.341999999999999,"00:01:47",36.603999999999999,33.85,32.709000000000003,25.433,"00:01:47",41.545000000000002,37.573999999999998,35.741999999999997,25.75,"00:01:47",49.829000000000001,43.173000000000002,40.097999999999999,25.617000000000001,"00:01:47",75.872,64.992000000000004,57.341999999999999,28.399000000000001,"00:01:47",81.784000000000006,71.674999999999997,62.843000000000004,29.091999999999999,"00:01:47",92.948999999999998,82.998999999999995,70.903000000000006,29.765999999999998,"00:01:47",101.669,92.846999999999994,78.602999999999994,31.01,null,null,null,null,null,null,null,null,null,null,null,null,null,null,null,null,null,null,null,null,null,null,null,"00:01:47",26.643000000000001,26.393000000000001,26.178999999999998,25.638000000000002,"00:01:47",27.555,27.047000000000001,27.172000000000001,25.434999999999999,"00:01:47",33.145000000000003,30.952000000000002,31.888000000000002,25.477,"00:01:47",25.524000000000001,25.45,25.280999999999999,25.196000000000002,"00:01:47",57.95,49.692999999999998,51.750999999999998,27.366,"00:01:47",82.572999999999993,66.599000000000004,68.731999999999999,29.981000000000002,"00:01:47",111.914,94.977000000000004,91.233999999999995,32.768999999999998]
["00:01:48",24.571999999999999,24.597999999999999,24.486999999999998,24.527999999999999,"00:01:48",24.702000000000002,24.721,24.588000000000001,24.521999999999998,"00:01:48",24.882000000000001,24.949000000000002,24.759,24.498000000000001,"00:01:48",25.108000000000001,25.181000000000001,24.949000000000002,24.521000000000001,0.46100000000000207,0.37800000000000011,0.3490000000000002,"00:01:48",23.411000000000001,23.462,23.201000000000001,22.991,"00:01:48",23.893999999999998,23.884,23.481999999999999,23.048999999999999,"00:01:48",23.780999999999999,23.733000000000001,23.393000000000001,23.084,"00:01:48",24.824999999999999,24.861999999999998,24.114999999999998,23.052,"00:01:48",23.489000000000001,23.431999999999999,23.064,23.077000000000002,"00:01:48",25.032,24.821999999999999,24.696999999999999,23.181000000000001,"00:01:48",26.324000000000002,26.085000000000001,25.916,23.391999999999999,"00:01:48",27.164000000000001,26.902999999999999,26.693000000000001,23.495999999999999,"00:01:48",27.706,27.427,27.242999999999999,23.497,"00:01:48",27.521000000000001,27.149000000000001,27.196999999999999,23.407,"00:01:48",33.207999999999998,31.75,32.880000000000003,24.765999999999998,"00:01:48",35.735999999999997,33.747,35.558,24.707000000000001,"00:01:48",38.335000000000001,35.765999999999998,37.835999999999999,24.936,"00:01:48",25.001999999999999,24.765999999999998,24.681999999999999,24.163,"00:01:48",24.173999999999999,24.138999999999999,24.050999999999998,23.131,"00:01:48",23.881,23.806999999999999,23.678999999999998,23.145,"00:01:48",28.957000000000001,28.666,30.042000000000002,23.175999999999998,"00:01:48",34.963000000000001,33.896000000000001,37.116,23.196000000000002,"00:01:48",53.941000000000003,41.834000000000003,60.496000000000002,23.236000000000001,"00:01:48",66.697000000000003,37.317,75.281000000000006,23.277000000000001,"00:01:48",65.715000000000003,65.501000000000005,76.430000000000007,23.44,"00:01:48",80.784000000000006,82.852000000000004,92.111999999999995,29.484000000000002,"00:01:48",25.952999999999999,25.809000000000001,25.507999999999999,25.146999999999998,"00:01:48",25.681000000000001,25.63,25.413,24.956,"00:01:48",26.356999999999999,26.132000000000001,25.914999999999999,25.271999999999998,"00:01:48",27.472000000000001,26.864999999999998,26.619,25.091999999999999,"00:01:48",29.766999999999999,28.472000000000001,28.140999999999998,25.253,"00:01:48",32.813000000000002,30.689,30.222999999999999,25.346,"00:01:48",36.606000000000002,33.853000000000002,32.734999999999999,25.422999999999998,"00:01:48",41.545000000000002,37.613999999999997,35.749000000000002,25.728000000000002,"00:01:48",49.899000000000001,43.234999999999999,40.121000000000002,25.648,"00:01:48",75.632999999999996,64.763000000000005,57.284999999999997,28.407,"00:01:48",81.802999999999997,71.331999999999994,62.904000000000003,28.728000000000002,"00:01:48",93.147000000000006,83.24,70.971000000000004,29.771000000000001,"00:01:48",101.724,92.311000000000007,78.692999999999998,31.138000000000002,null,null,null,null,null,null,null,null,null,null,null,null,null,null,null,null,null,null,null,null,null,null,null,"00:01:48",26.646000000000001,26.393000000000001,26.187000000000001,25.62,"00:01:48",27.581,27.068999999999999,27.190999999999999,25.443000000000001,"00:01:48",33.195999999999998,30.992000000000001,31.917000000000002,25.49,"00:01:48",25.504999999999999,25.446000000000002,25.283000000000001,25.183,"00:01:48",57.963999999999999,49.755000000000003,51.901000000000003,27.44,"00:01:48",82.572999999999993,66.622,68.608000000000004,30.152000000000001,"00:01:48",112.208,95.322999999999993,91.266000000000005,32.762]
["00:01:49",24.568999999999999,24.597999999999999,24.488,24.524999999999999,"00:01:49",24.699000000000002,24.728999999999999,24.577999999999999,24.515000000000001,"00:01:49",24.884,24.940999999999999,24.757999999999999,24.495999999999999,"00:01:49",25.111999999999998,25.18,24.943999999999999,24.516999999999999,0.46000000000000085,0.3819999999999979,0.34399999999999764,"00:01:49",23.413,23.463999999999999,23.202999999999999,22.988,"00:01:49",23.898,23.885000000000002,23.48,23.047999999999998,"00:01:49",23.809000000000001,23.765000000000001,23.419,23.085999999999999,"00:01:49",24.831,24.861000000000001,24.117000000000001,23.056000000000001,"00:01:49",23.495000000000001,23.437999999999999,23.074999999999999,23.082999999999998,"00:01:49",25.091000000000001,24.87,24.751999999999999,23.192,"00:01:49",26.35,26.106999999999999,25.931000000000001,23.396000000000001,"00:01:49",27.183,26.922000000000001,26.716000000000001,23.504000000000001,"00:01:49",27.74,27.46,27.271999999999998,23.501000000000001,"00:01:49",27.626999999999999,27.251999999999999,27.292999999999999,23.407,"00:01:49",33.241,31.78,32.908999999999999,24.762,"00:01:49",35.768999999999998,33.776000000000003,35.582999999999998,24.710999999999999,"00:01:49",38.363999999999997,35.784999999999997,37.875999999999998,24.954999999999998,"00:01:49",25.001999999999999,24.77,24.678000000000001,24.178000000000001,"00:01:49",24.173999999999999,24.128,24.045000000000002,23.123000000000001,"00:01:49",23.89,23.817,23.683,23.155000000000001,"00:01:49",28.959,28.657,30.038,23.177,"00:01:49",34.973999999999997,33.923000000000002,37.122,23.196000000000002,"00:01:49",53.972000000000001,41.823,60.518999999999998,23.234000000000002,"00:01:49",66.775000000000006,37.686999999999998,75.403000000000006,23.280999999999999,"00:01:49",65.769000000000005,65.643000000000001,76.409000000000006,23.440999999999999,"00:01:49",80.730999999999995,82.816999999999993,92.135999999999996,29.686,"00:01:49",25.954999999999998,25.81,25.513000000000002,25.138000000000002,"00:01:49",25.696000000000002,25.634,25.417000000000002,24.968,"00:01:49",26.364000000000001,26.129000000000001,25.919,25.268000000000001,"00:01:49",27.48,26.864999999999998,26.614999999999998,25.084,"00:01:49",29.782,28.48,28.155999999999999,25.248999999999999,"00:01:49",32.813000000000002,30.696000000000002,30.222999999999999,25.335000000000001,"00:01:49",36.603999999999999,33.838999999999999,32.734999999999999,25.407,"00:01:49",41.548999999999999,37.642000000000003,35.755000000000003,25.706,"00:01:49",49.95,43.231999999999999,40.125,25.585999999999999,"00:01:49",75.525000000000006,64.673000000000002,57.231000000000002,28.378,"00:01:49",81.81,71.177999999999997,62.944000000000003,28.658000000000001,"00:01:49",93.31,83.632000000000005,71.018000000000001,29.763999999999999,"00:01:49",101.836,91.89,78.783000000000001,31.343,null,null,null,null,null,null,null,null,null,null,null,null,null,null,null,null,null,null,null,null,null,null,null,"00:01:49",26.638999999999999,26.393000000000001,26.175000000000001,25.609000000000002,"00:01:49",27.599,27.088000000000001,27.193999999999999,25.439,"00:01:49",33.225000000000001,31.013999999999999,31.920999999999999,25.49,"00:01:49",25.498000000000001,25.443000000000001,25.27,25.181999999999999,"00:01:49",57.95,49.834000000000003,52.006999999999998,27.414000000000001,"00:01:49",82.58,66.650999999999996,68.543000000000006,30.140999999999998,"00:01:49",112.78100000000001,95.984999999999999,91.287999999999997,32.828000000000003]
["00:01:50",24.565000000000001,24.594999999999999,24.484000000000002,24.521000000000001,"00:01:50",24.699000000000002,24.725000000000001,24.58,24.51,"00:01:50",24.882999999999999,24.96,24.756,24.484000000000002,"00:01:50",25.117000000000001,25.189,24.959,24.521000000000001,0.46900000000000119,0.38700000000000045,0.35899999999999821,"00:01:50",23.414999999999999,23.47,23.210999999999999,22.988,"00:01:50",23.9,23.885000000000002,23.484000000000002,23.045999999999999,"00:01:50",23.838000000000001,23.795999999999999,23.436,23.091999999999999,"00:01:50",24.84,24.872,24.126999999999999,23.058,"00:01:50",23.491,23.436,23.074999999999999,23.082999999999998,"00:01:50",25.141999999999999,24.925000000000001,24.795999999999999,23.196000000000002,"00:01:50",26.372,26.126000000000001,25.945,23.396000000000001,"00:01:50",27.201000000000001,26.936,26.727,23.504000000000001,"00:01:50",27.762,27.486000000000001,27.286999999999999,23.515999999999998,"00:01:50",27.72,27.344000000000001,27.391999999999999,23.407,"00:01:50",33.259,31.802,32.942,24.774000000000001,"00:01:50",35.790999999999997,33.795000000000002,35.606000000000002,24.733000000000001,"00:01:50",38.393999999999998,35.807000000000002,37.895000000000003,24.959,"00:01:50",24.991,24.774000000000001,24.670999999999999,24.170999999999999,"00:01:50",24.17,24.132000000000001,24.045000000000002,23.117999999999999,"00:01:50",23.887,23.812999999999999,23.678999999999998,23.155999999999999,"00:01:50",28.962,28.661000000000001,30.048999999999999,23.18,"00:01:50",34.970999999999997,33.942999999999998,37.133000000000003,23.198,"00:01:50",54.008000000000003,41.747,60.509,23.231000000000002,"00:01:50",66.846999999999994,37.984000000000002,75.516000000000005,23.283000000000001,"00:01:50",65.784000000000006,65.739000000000004,76.352999999999994,23.434999999999999,"00:01:50",80.692999999999998,82.74,92.165000000000006,29.587,"00:01:50",25.952000000000002,25.806000000000001,25.513999999999999,25.141999999999999,"00:01:50",25.693000000000001,25.63,25.423999999999999,24.968,"00:01:50",26.361000000000001,26.117999999999999,25.911999999999999,25.26,"00:01:50",27.472000000000001,26.873000000000001,26.619,25.096,"00:01:50",29.789000000000001,28.478999999999999,28.152000000000001,25.245000000000001,"00:01:50",32.823999999999998,30.696000000000002,30.234000000000002,25.338999999999999,"00:01:50",36.615000000000002,33.817,32.753,25.414000000000001,"00:01:50",41.552999999999997,37.643999999999998,35.749000000000002,25.706,"00:01:50",49.969000000000001,43.225000000000001,40.136000000000003,25.582000000000001,"00:01:50",75.358000000000004,64.605999999999995,57.140999999999998,28.341999999999999,"00:01:50",81.846000000000004,70.819999999999993,62.921999999999997,28.687999999999999,"00:01:50",93.352999999999994,83.703999999999994,71.046999999999997,29.654,"00:01:50",101.901,91.936999999999998,78.83,31.222999999999999,null,null,null,null,null,null,null,null,null,null,null,null,null,null,null,null,null,null,null,null,null,null,null,"00:01:50",26.643000000000001,26.4,26.178999999999998,25.623999999999999,"00:01:50",27.645,27.138999999999999,27.228000000000002,25.449000000000002,"00:01:50",33.286000000000001,31.076000000000001,31.939,25.492000000000001,"00:01:50",25.491,25.443000000000001,25.265999999999998,25.181999999999999,"00:01:50",57.945999999999998,49.863,52.058,27.396000000000001,"00:01:50",82.712999999999994,66.721000000000004,68.564999999999998,30.100999999999999,"00:01:50",113.18,96.572000000000003,91.168999999999997,32.729999999999997]
["00:01:51",24.565999999999999,24.588000000000001,24.492000000000001,24.529,"00:01:51",24.701000000000001,24.728999999999999,24.585999999999999,24.515999999999998,"00:01:51",24.882999999999999,24.946000000000002,24.756,24.484000000000002,"00:01:51",25.120999999999999,25.195,24.959,24.523,0.47500000000000142,0.39099999999999824,0.35899999999999821,"00:01:51",23.417000000000002,23.469000000000001,23.207000000000001,22.994,"00:01:51",23.908999999999999,23.896000000000001,23.49,23.056999999999999,"00:01:51",23.863,23.824000000000002,23.452000000000002,23.091999999999999,"00:01:51",24.85,24.885000000000002,24.138000000000002,23.065999999999999,"00:01:51",23.492000000000001,23.437999999999999,23.071999999999999,23.081,"00:01:51",25.172000000000001,24.966000000000001,24.83,23.189,"00:01:51",26.393999999999998,26.148,25.96,23.402999999999999,"00:01:51",27.213000000000001,26.962,26.745000000000001,23.497,"00:01:51",27.788,27.512,27.297999999999998,23.504999999999999,"00:01:51",27.826000000000001,27.457999999999998,27.481000000000002,23.419,"00:01:51",33.292000000000002,31.824000000000002,32.968000000000004,24.777999999999999,"00:01:51",35.820999999999998,33.813000000000002,35.631,24.756,"00:01:51",38.43,35.825000000000003,37.930999999999997,24.963000000000001,"00:01:51",24.995000000000001,24.777999999999999,24.675000000000001,24.193000000000001,"00:01:51",24.169,24.13,24.042000000000002,23.123999999999999,"00:01:51",23.882999999999999,23.806000000000001,23.677,23.151,"00:01:51",28.97,28.658999999999999,30.058,23.181999999999999,"00:01:51",34.96,33.966999999999999,37.128,23.196000000000002,"00:01:51",54.026000000000003,41.378,60.381,23.233000000000001,"00:01:51",66.894000000000005,38.012999999999998,75.616,23.29,"00:01:51",65.789000000000001,65.807000000000002,76.298000000000002,23.428000000000001,"00:01:51",80.677000000000007,82.751000000000005,92.233999999999995,29.626000000000001,"00:01:51",25.95,25.795000000000002,25.515999999999998,25.143999999999998,"00:01:51",25.684999999999999,25.637,25.417000000000002,24.96,"00:01:51",26.367999999999999,26.132999999999999,25.922999999999998,25.271999999999998,"00:01:51",27.491,26.887,26.626000000000001,25.096,"00:01:51",29.777999999999999,28.468,28.148,25.248999999999999,"00:01:51",32.82,30.693000000000001,30.234000000000002,25.343,"00:01:51",36.616999999999997,33.796999999999997,32.749000000000002,25.41,"00:01:51",41.573999999999998,37.658000000000001,35.76,25.702000000000002,"00:01:51",50.012999999999998,43.247,40.168999999999997,25.568000000000001,"00:01:51",75.215000000000003,64.498000000000005,57.036999999999999,28.471,"00:01:51",81.971999999999994,70.712999999999994,62.890999999999998,28.666,"00:01:51",93.421999999999997,83.414000000000001,71.13,29.93,"00:01:51",101.905,91.927000000000007,78.909000000000006,31.431000000000001,null,null,null,null,null,null,null,null,null,null,null,null,null,null,null,null,null,null,null,null,null,null,null,"00:01:51",26.635999999999999,26.393000000000001,26.183,25.623999999999999,"00:01:51",27.666,27.146999999999998,27.231000000000002,25.44,"00:01:51",33.331000000000003,31.111999999999998,31.954000000000001,25.486999999999998,"00:01:51",25.5,25.446999999999999,25.265000000000001,25.167000000000002,"00:01:51",57.959000000000003,49.893000000000001,52.107999999999997,27.459,"00:01:51",82.867000000000004,66.751000000000005,68.531999999999996,30.155999999999999,"00:01:51",113.354,96.924999999999997,91.155000000000001,32.835000000000001]
["00:01:52",24.555,24.588000000000001,24.489000000000001,24.513999999999999,"00:01:52",24.702999999999999,24.733000000000001,24.585999999999999,24.52,"00:01:52",24.887,24.946000000000002,24.757999999999999,24.491,"00:01:52",25.120999999999999,25.206,24.963000000000001,24.523,0.48600000000000065,0.39099999999999824,0.36299999999999955,"00:01:52",23.425000000000001,23.466999999999999,23.215,22.989000000000001,"00:01:52",23.917000000000002,23.9,23.495999999999999,23.058,"00:01:52",23.881,23.847999999999999,23.466999999999999,23.096,"00:01:52",24.856999999999999,24.890999999999998,24.135999999999999,23.067,"00:01:52",23.486000000000001,23.431000000000001,23.062999999999999,23.076000000000001,"00:01:52",25.22,25.007000000000001,24.87,23.196000000000002,"00:01:52",26.413,26.158999999999999,25.972000000000001,23.391999999999999,"00:01:52",27.231000000000002,26.97,26.76,23.497,"00:01:52",27.803000000000001,27.53,27.312999999999999,23.498000000000001,"00:01:52",27.919,27.547000000000001,27.562000000000001,23.408000000000001,"00:01:52",33.314,31.853000000000002,33.000999999999998,24.792999999999999,"00:01:52",35.835999999999999,33.820999999999998,35.65,24.777999999999999,"00:01:52",38.46,35.847000000000001,37.963999999999999,24.978000000000002,"00:01:52",24.992000000000001,24.771000000000001,24.667999999999999,24.193000000000001,"00:01:52",24.172000000000001,24.134,24.050999999999998,23.126000000000001,"00:01:52",23.885000000000002,23.817,23.678999999999998,23.152999999999999,"00:01:52",28.974,28.664999999999999,30.06,23.181000000000001,"00:01:52",34.944000000000003,33.984999999999999,37.121000000000002,23.193000000000001,"00:01:52",54.029000000000003,40.643000000000001,60.331000000000003,23.244,"00:01:52",66.921000000000006,38.012999999999998,75.688000000000002,23.285,"00:01:52",65.784000000000006,65.855000000000004,76.278000000000006,23.43,"00:01:52",80.679000000000002,82.936000000000007,92.341999999999999,29.664999999999999,"00:01:52",25.946000000000002,25.800999999999998,25.513999999999999,25.141999999999999,"00:01:52",25.689,25.63,25.413,24.957000000000001,"00:01:52",26.375,26.129000000000001,25.93,25.271999999999998,"00:01:52",27.491,26.888000000000002,26.634,25.099,"00:01:52",29.8,28.491,28.152000000000001,25.256,"00:01:52",32.828000000000003,30.696000000000002,30.23,25.338999999999999,"00:01:52",36.633000000000003,33.790999999999997,32.746000000000002,25.417999999999999,"00:01:52",41.597999999999999,37.677999999999997,35.76,25.725000000000001,"00:01:52",50.06,43.280999999999999,40.195,25.591000000000001,"00:01:52",75.147000000000006,64.451999999999998,56.997999999999998,28.356999999999999,"00:01:52",82.019000000000005,70.745000000000005,62.893999999999998,28.548999999999999,"00:01:52",93.472999999999999,83.378,71.165999999999997,29.885999999999999,"00:01:52",102.04600000000001,91.953000000000003,79.010000000000005,31.321999999999999,null,null,null,null,null,null,null,null,null,null,null,null,null,null,null,null,null,null,null,null,null,null,null,"00:01:52",26.617000000000001,26.378,26.164999999999999,25.623999999999999,"00:01:52",27.677,27.154,27.228000000000002,25.428999999999998,"00:01:52",33.35,31.131,31.946999999999999,25.491,"00:01:52",25.495000000000001,25.45,25.259,25.16,"00:01:52",57.975000000000001,49.86,52.116,27.481000000000002,"00:01:52",82.942999999999998,66.736999999999995,68.471000000000004,30.163,"00:01:52",113.669,97.582999999999998,91.393000000000001,33.042999999999999]
["00:01:53",24.565999999999999,24.585000000000001,24.478000000000002,24.515000000000001,"00:01:53",24.704000000000001,24.733000000000001,24.591999999999999,24.513999999999999,"00:01:53",24.895,24.952000000000002,24.765999999999998,24.49,"00:01:53",25.135999999999999,25.21,24.974,24.529,0.49000000000000199,0.40599999999999881,0.37399999999999878,"00:01:53",23.422999999999998,23.471,23.221,22.989000000000001,"00:01:53",23.920999999999999,23.908000000000001,23.501000000000001,23.058,"00:01:53",23.911000000000001,23.872,23.486000000000001,23.088999999999999,"00:01:53",24.859000000000002,24.893999999999998,24.146000000000001,23.07,"00:01:53",23.481000000000002,23.428999999999998,23.065000000000001,23.074000000000002,"00:01:53",25.263999999999999,25.055,24.914999999999999,23.2,"00:01:53",26.431999999999999,26.181999999999999,25.986999999999998,23.4,"00:01:53",27.245999999999999,26.992000000000001,26.768000000000001,23.492999999999999,"00:01:53",27.827999999999999,27.556000000000001,27.338999999999999,23.501999999999999,"00:01:53",27.989000000000001,27.613,27.632000000000001,23.393000000000001,"00:01:53",33.350999999999999,31.879000000000001,33.030999999999999,24.803999999999998,"00:01:53",35.860999999999997,33.838999999999999,35.679000000000002,24.782,"00:01:53",38.478000000000002,35.859000000000002,37.99,24.966999999999999,"00:01:53",24.984000000000002,24.771000000000001,24.661000000000001,24.181999999999999,"00:01:53",24.178000000000001,24.134,24.056999999999999,23.128,"00:01:53",23.887,23.812000000000001,23.678999999999998,23.148,"00:01:53",28.978999999999999,28.678000000000001,30.073,23.186,"00:01:53",34.921999999999997,34.009,37.107999999999997,23.198,"00:01:53",54.076000000000001,40.345999999999997,60.258000000000003,23.234999999999999,"00:01:53",66.947999999999993,38.018999999999998,75.727000000000004,23.27,"00:01:53",65.775000000000006,65.983000000000004,76.271000000000001,23.420999999999999,"00:01:53",80.665000000000006,83.450999999999993,92.399000000000001,29.658000000000001,"00:01:53",25.940999999999999,25.797999999999998,25.515999999999998,25.138999999999999,"00:01:53",25.693000000000001,25.640999999999998,25.417000000000002,24.975999999999999,"00:01:53",26.375,26.143999999999998,25.934000000000001,25.268000000000001,"00:01:53",27.486999999999998,26.890999999999998,26.63,25.088000000000001,"00:01:53",29.815000000000001,28.501999999999999,28.170999999999999,25.26,"00:01:53",32.831000000000003,30.696000000000002,30.245000000000001,25.338999999999999,"00:01:53",36.648000000000003,33.82,32.749000000000002,25.425000000000001,"00:01:53",41.613999999999997,37.673000000000002,35.756,25.783000000000001,"00:01:53",50.085999999999999,43.216000000000001,40.213999999999999,25.675999999999998,"00:01:53",74.975999999999999,64.489000000000004,56.908000000000001,28.122,"00:01:53",82.052000000000007,70.748999999999995,62.973999999999997,28.568000000000001,"00:01:53",93.540999999999997,83.582999999999998,71.174000000000007,29.89,"00:01:53",102.18,91.966999999999999,79.046000000000006,31.26,null,null,null,null,null,null,null,null,null,null,null,null,null,null,null,null,null,null,null,null,null,null,null,"00:01:53",26.635999999999999,26.385000000000002,26.172000000000001,25.641999999999999,"00:01:53",27.706,27.175000000000001,27.25,25.427,"00:01:53",33.426000000000002,31.181999999999999,31.972999999999999,25.498000000000001,"00:01:53",25.501999999999999,25.457999999999998,25.251999999999999,25.152000000000001,"00:01:53",57.99,49.808999999999997,52.116,27.484999999999999,"00:01:53",83.058000000000007,66.8,68.289000000000001,30.074000000000002,"00:01:53",113.996,97.753,91.944000000000003,33.185000000000002]
["00:01:54",24.567,24.588999999999999,24.481999999999999,24.521999999999998,"00:01:54",24.713000000000001,24.736999999999998,24.588000000000001,24.521999999999998,"00:01:54",24.898,24.960999999999999,24.765999999999998,24.494,"00:01:54",25.137,25.219000000000001,24.975000000000001,24.529,0.49900000000000233,0.40700000000000003,0.375,"00:01:54",23.431000000000001,23.471,23.216999999999999,22.986999999999998,"00:01:54",23.922999999999998,23.908000000000001,23.5,23.053000000000001,"00:01:54",23.93,23.896000000000001,23.501000000000001,23.094000000000001,"00:01:54",24.873999999999999,24.9,24.155000000000001,23.074999999999999,"00:01:54",23.478999999999999,23.423999999999999,23.062000000000001,23.077999999999999,"00:01:54",25.29,25.084,24.937000000000001,23.193000000000001,"00:01:54",26.454000000000001,26.210999999999999,26.015999999999998,23.4,"00:01:54",27.257000000000001,27.018000000000001,26.786000000000001,23.497,"00:01:54",27.850999999999999,27.59,27.35,23.504999999999999,"00:01:54",28.088000000000001,27.709,27.716000000000001,23.408000000000001,"00:01:54",33.366,31.893999999999998,33.055999999999997,24.815000000000001,"00:01:54",35.883000000000003,33.857999999999997,35.698,24.792999999999999,"00:01:54",38.508000000000003,35.877000000000002,38.023000000000003,24.986000000000001,"00:01:54",24.998999999999999,24.777999999999999,24.667999999999999,24.19,"00:01:54",24.184999999999999,24.145,24.06,23.131,"00:01:54",23.885000000000002,23.81,23.675999999999998,23.149000000000001,"00:01:54",28.975999999999999,28.684999999999999,30.079000000000001,23.186,"00:01:54",34.917999999999999,34.029000000000003,37.101999999999997,23.195,"00:01:54",54.127000000000002,40.872,60.234000000000002,23.231000000000002,"00:01:54",67.016000000000005,38.216000000000001,75.766999999999996,23.276,"00:01:54",65.789000000000001,66.063999999999993,76.316000000000003,23.428000000000001,"00:01:54",80.667000000000002,83.713999999999999,92.352999999999994,29.664999999999999,"00:01:54",25.936,25.795999999999999,25.504999999999999,25.126000000000001,"00:01:54",25.693000000000001,25.626999999999999,25.417000000000002,24.965,"00:01:54",26.364000000000001,26.132999999999999,25.922999999999998,25.263999999999999,"00:01:54",27.498000000000001,26.902000000000001,26.63,25.088000000000001,"00:01:54",29.821999999999999,28.501999999999999,28.173999999999999,25.26,"00:01:54",32.838999999999999,30.704000000000001,30.241,25.338999999999999,"00:01:54",36.659999999999997,33.875,32.750999999999998,25.425000000000001,"00:01:54",41.658000000000001,37.668999999999997,35.764000000000003,25.853000000000002,"00:01:54",50.097000000000001,43.097000000000001,40.243000000000002,25.812999999999999,"00:01:54",74.811000000000007,64.341999999999999,56.817999999999998,27.902000000000001,"00:01:54",82.164000000000001,70.745999999999995,63.027999999999999,28.52,"00:01:54",93.573999999999998,83.805999999999997,71.25,29.814,"00:01:54",102.419,92.424999999999997,79.150000000000006,31.399000000000001,null,null,null,null,null,null,null,null,null,null,null,null,null,null,null,null,null,null,null,null,null,null,null,"00:01:54",26.632000000000001,26.393000000000001,26.183,25.65,"00:01:54",27.721,27.177,27.260999999999999,25.428999999999998,"00:01:54",33.473999999999997,31.210999999999999,31.986999999999998,25.509,"00:01:54",25.495000000000001,25.449000000000002,25.244,25.126999999999999,"00:01:54",58.002000000000002,49.625999999999998,52.037999999999997,27.614999999999998,"00:01:54",83.123000000000005,66.867000000000004,68.201999999999998,30.087,"00:01:54",114.148,97.738,92.26,33.247]
["00:01:55",24.567,24.588999999999999,24.478999999999999,24.515000000000001,"00:01:55",24.719000000000001,24.745000000000001,24.600999999999999,24.527999999999999,"00:01:55",24.899000000000001,24.963000000000001,24.774000000000001,24.494,"00:01:55",25.138999999999999,25.219000000000001,24.977,24.52,0.49900000000000233,0.40899999999999892,0.37699999999999889,"00:01:55",23.423999999999999,23.472000000000001,23.218,22.995000000000001,"00:01:55",23.920999999999999,23.91,23.5,23.053000000000001,"00:01:55",23.952000000000002,23.919,23.518000000000001,23.091000000000001,"00:01:55",24.873000000000001,24.905999999999999,24.157,23.077000000000002,"00:01:55",23.483000000000001,23.423999999999999,23.068999999999999,23.079000000000001,"00:01:55",25.335000000000001,25.129000000000001,24.981000000000002,23.207999999999998,"00:01:55",26.462,26.207999999999998,26.009,23.4,"00:01:55",27.286999999999999,27.041,26.797999999999998,23.49,"00:01:55",27.873000000000001,27.616,27.364999999999998,23.506,"00:01:55",28.172999999999998,27.79,27.794,23.411999999999999,"00:01:55",33.387999999999998,31.913,33.075000000000003,24.815999999999999,"00:01:55",35.912999999999997,33.880000000000003,35.72,24.812000000000001,"00:01:55",38.533000000000001,35.895000000000003,38.040999999999997,25.015000000000001,"00:01:55",24.995999999999999,24.771000000000001,24.657,24.178999999999998,"00:01:55",24.184000000000001,24.138999999999999,24.059000000000001,23.126000000000001,"00:01:55",23.884,23.814,23.683,23.149000000000001,"00:01:55",28.984999999999999,28.68,30.079000000000001,23.177,"00:01:55",34.902000000000001,34.036999999999999,37.097000000000001,23.196999999999999,"00:01:55",54.177999999999997,41.286999999999999,60.24,23.233000000000001,"00:01:55",67.099999999999994,38.148000000000003,75.796000000000006,23.271999999999998,"00:01:55",65.8,66.087000000000003,76.328999999999994,23.425999999999998,"00:01:55",80.697000000000003,83.744,92.334999999999994,29.599,"00:01:55",25.934000000000001,25.797999999999998,25.506,25.135999999999999,"00:01:55",25.686,25.626999999999999,25.41,24.960999999999999,"00:01:55",26.367999999999999,26.135999999999999,25.922999999999998,25.263999999999999,"00:01:55",27.495000000000001,26.899000000000001,26.63,25.096,"00:01:55",29.83,28.498000000000001,28.178000000000001,25.263999999999999,"00:01:55",32.853000000000002,30.707000000000001,30.251999999999999,25.35,"00:01:55",36.661999999999999,33.886000000000003,32.76,25.422000000000001,"00:01:55",41.67,37.668999999999997,35.758000000000003,25.846,"00:01:55",50.109000000000002,43.183999999999997,40.265999999999998,25.893999999999998,"00:01:55",74.747,64.341999999999999,56.756999999999998,27.792000000000002,"00:01:55",82.239000000000004,70.820999999999998,63.057000000000002,28.561,"00:01:55",93.51,83.57,71.364999999999995,29.686,"00:01:55",102.69,92.397000000000006,79.293999999999997,31.33,null,null,null,null,null,null,null,null,null,null,null,null,null,null,null,null,null,null,null,null,null,null,null,"00:01:55",26.632000000000001,26.385999999999999,26.18,25.657,"00:01:55",27.736000000000001,27.18,27.268999999999998,25.436,"00:01:55",33.499000000000002,31.225999999999999,31.986999999999998,25.501999999999999,"00:01:55",25.498000000000001,25.454000000000001,25.248000000000001,25.123000000000001,"00:01:55",57.997,49.537999999999997,51.978999999999999,27.544,"00:01:55",83.137,66.849000000000004,68.188000000000002,30.105,"00:01:55",114.369,97.403999999999996,93.765000000000001,33.195999999999998]
["00:01:56",24.571000000000002,24.6,24.494,24.53,"00:01:56",24.722999999999999,24.751999999999999,24.609000000000002,24.532,"00:01:56",24.895,24.957999999999998,24.771999999999998,24.49,"00:01:56",25.143999999999998,25.222999999999999,24.978999999999999,24.524000000000001,0.50300000000000011,0.41399999999999793,0.37899999999999778,"00:01:56",23.43,23.468,23.213999999999999,22.984000000000002,"00:01:56",23.916,23.908999999999999,23.498999999999999,23.047999999999998,"00:01:56",23.972999999999999,23.943000000000001,23.535,23.099,"00:01:56",24.88,24.905999999999999,24.161000000000001,23.077000000000002,"00:01:56",23.484999999999999,23.422999999999998,23.062000000000001,23.081,"00:01:56",25.372,25.172999999999998,25.015000000000001,23.207999999999998,"00:01:56",26.48,26.234000000000002,26.030999999999999,23.408000000000001,"00:01:56",27.297999999999998,27.052,26.805,23.468,"00:01:56",27.899000000000001,27.634,27.384,23.524000000000001,"00:01:56",28.242999999999999,27.864000000000001,27.86,23.419,"00:01:56",33.414000000000001,31.934999999999999,33.100999999999999,24.812000000000001,"00:01:56",35.923999999999999,33.890999999999998,35.738,24.827000000000002,"00:01:56",38.555,35.902999999999999,38.067,24.997,"00:01:56",24.984999999999999,24.768000000000001,24.661000000000001,24.175000000000001,"00:01:56",24.181999999999999,24.143000000000001,24.059000000000001,23.131,"00:01:56",23.890999999999998,23.815999999999999,23.675999999999998,23.146000000000001,"00:01:56",28.98,28.687000000000001,30.077000000000002,23.177,"00:01:56",34.896999999999998,34.021999999999998,37.094999999999999,23.193000000000001,"00:01:56",54.204999999999998,41.496000000000002,60.265000000000001,23.228000000000002,"00:01:56",67.16,38.082999999999998,75.846000000000004,23.274000000000001,"00:01:56",65.822999999999993,66.061999999999998,76.344999999999999,23.425000000000001,"00:01:56",80.742999999999995,83.835999999999999,92.38,29.731999999999999,"00:01:56",25.931000000000001,25.792999999999999,25.5,25.126999999999999,"00:01:56",25.681999999999999,25.63,25.413,24.960999999999999,"00:01:56",26.372,26.132999999999999,25.922999999999998,25.268000000000001,"00:01:56",27.506,26.899000000000001,26.634,25.085000000000001,"00:01:56",29.826000000000001,28.498000000000001,28.184999999999999,25.263999999999999,"00:01:56",32.845999999999997,30.7,30.248000000000001,25.335000000000001,"00:01:56",36.68,33.908000000000001,32.786000000000001,25.484000000000002,"00:01:56",41.683,37.676000000000002,35.756,25.835000000000001,"00:01:56",50.116,43.220999999999997,40.273000000000003,25.898,"00:01:56",74.653999999999996,64.45,56.66,27.759,"00:01:56",82.314999999999998,70.557000000000002,63.085999999999999,28.436,"00:01:56",93.474000000000004,83.491,71.397000000000006,29.87,"00:01:56",102.694,91.611999999999995,79.293999999999997,31.356000000000002,null,null,null,null,null,null,null,null,null,null,null,null,null,null,null,null,null,null,null,null,null,null,null,"00:01:56",26.64,26.396999999999998,26.183,25.664999999999999,"00:01:56",27.757999999999999,27.207999999999998,27.283999999999999,25.44,"00:01:56",33.578000000000003,31.268999999999998,32.006999999999998,25.498000000000001,"00:01:56",25.495000000000001,25.446999999999999,25.245000000000001,25.109000000000002,"00:01:56",58.015000000000001,49.494,51.927999999999997,27.503,"00:01:56",83.141000000000005,66.680000000000007,68.215000000000003,29.986999999999998,"00:01:56",114.652,95.759,93.837000000000003,33.323999999999998]
["00:01:57",24.573,24.597000000000001,24.484999999999999,24.521999999999998,"00:01:57",24.73,24.756,24.602,24.524999999999999,"00:01:57",24.905000000000001,24.954000000000001,24.765000000000001,24.484999999999999,"00:01:57",25.152000000000001,25.228999999999999,24.984000000000002,24.532,0.50900000000000034,0.4220000000000006,0.38400000000000034,"00:01:57",23.420999999999999,23.457000000000001,23.210999999999999,22.978999999999999,"00:01:57",23.922000000000001,23.911000000000001,23.504000000000001,23.045999999999999,"00:01:57",23.998999999999999,23.966999999999999,23.550999999999998,23.099,"00:01:57",24.881,24.905999999999999,24.154,23.077999999999999,"00:01:57",23.478000000000002,23.419,23.061,23.071999999999999,"00:01:57",25.408000000000001,25.213000000000001,25.041,23.207999999999998,"00:01:57",26.501999999999999,26.256,26.053999999999998,23.414999999999999,"00:01:57",27.306000000000001,27.056000000000001,26.827999999999999,23.460999999999999,"00:01:57",27.917000000000002,27.655999999999999,27.390999999999998,23.535,"00:01:57",28.324000000000002,27.940999999999999,27.934000000000001,23.434000000000001,"00:01:57",33.44,31.952999999999999,33.119,24.802,"00:01:57",35.939,33.895000000000003,35.753,24.856000000000002,"00:01:57",38.57,35.929000000000002,38.082000000000001,24.997,"00:01:57",24.995999999999999,24.771999999999998,24.664999999999999,24.175999999999998,"00:01:57",24.187000000000001,24.140999999999998,24.053000000000001,23.13,"00:01:57",23.884,23.806000000000001,23.681000000000001,23.151,"00:01:57",28.981999999999999,28.695,30.085999999999999,23.178999999999998,"00:01:57",34.880000000000003,34.002000000000002,37.085999999999999,23.18,"00:01:57",54.259,41.612000000000002,60.277999999999999,23.23,"00:01:57",67.200999999999993,38.033999999999999,75.932000000000002,23.274999999999999,"00:01:57",65.846999999999994,65.957999999999998,76.355999999999995,23.428000000000001,"00:01:57",80.741,83.852000000000004,92.355000000000004,29.998000000000001,"00:01:57",25.925000000000001,25.782,25.498000000000001,25.126999999999999,"00:01:57",25.681999999999999,25.626999999999999,25.417000000000002,24.957000000000001,"00:01:57",26.361000000000001,26.132999999999999,25.927,25.263999999999999,"00:01:57",27.491,26.899000000000001,26.63,25.085000000000001,"00:01:57",29.841000000000001,28.498000000000001,28.181000000000001,25.256,"00:01:57",32.853000000000002,30.707000000000001,30.259,25.335000000000001,"00:01:57",36.692999999999998,33.899000000000001,32.798999999999999,25.538,"00:01:57",41.712000000000003,37.716000000000001,35.767000000000003,25.879000000000001,"00:01:57",50.156999999999996,43.24,40.295999999999999,25.946999999999999,"00:01:57",74.564999999999998,64.260000000000005,56.578000000000003,27.664000000000001,"00:01:57",82.29,70.808000000000007,63.103999999999999,28.297000000000001,"00:01:57",93.510999999999996,83.484999999999999,71.433000000000007,29.896000000000001,"00:01:57",102.849,91.911000000000001,79.384,31.213999999999999,null,null,null,null,null,null,null,null,null,null,null,null,null,null,null,null,null,null,null,null,null,null,null,"00:01:57",26.64,26.396999999999998,26.187000000000001,25.672000000000001,"00:01:57",27.768999999999998,27.228000000000002,27.283999999999999,25.448,"00:01:57",33.612000000000002,31.291,32.012999999999998,25.495000000000001,"00:01:57",25.5,25.454000000000001,25.247,25.106999999999999,"00:01:57",58.040999999999997,49.445,51.823999999999998,27.577000000000002,"00:01:57",83.165999999999997,66.715999999999994,68.227999999999994,30.094999999999999,"00:01:57",114.721,95.244,93.724999999999994,33.371000000000002]
["00:01:58",24.571999999999999,24.600999999999999,24.491,24.527000000000001,"00:01:58",24.722999999999999,24.753,24.602,24.518000000000001,"00:01:58",24.901,24.957999999999998,24.763000000000002,24.486999999999998,"00:01:58",25.146000000000001,25.225999999999999,24.981000000000002,24.521000000000001,0.50600000000000023,0.41600000000000037,0.38100000000000023,"00:01:58",23.417000000000002,23.460999999999999,23.213000000000001,22.981000000000002,"00:01:58",23.923999999999999,23.914999999999999,23.501000000000001,23.045000000000002,"00:01:58",24.006,23.99,23.556999999999999,23.099,"00:01:58",24.873000000000001,24.91,24.154,23.074000000000002,"00:01:58",23.492999999999999,23.436,23.079000000000001,23.07,"00:01:58",25.437999999999999,25.242999999999999,25.065999999999999,23.204999999999998,"00:01:58",26.521000000000001,26.274999999999999,26.061,23.419,"00:01:58",27.314,27.067,26.827999999999999,23.454000000000001,"00:01:58",27.928999999999998,27.655999999999999,27.402000000000001,23.539000000000001,"00:01:58",28.393999999999998,28.015000000000001,27.992999999999999,23.434000000000001,"00:01:58",33.462000000000003,31.975000000000001,33.148000000000003,24.786999999999999,"00:01:58",35.963999999999999,33.909999999999997,35.771000000000001,24.879000000000001,"00:01:58",38.595999999999997,35.954000000000001,38.110999999999997,25.041,"00:01:58",24.989000000000001,24.768000000000001,24.658000000000001,24.167999999999999,"00:01:58",24.175000000000001,24.134,24.050999999999998,23.13,"00:01:58",23.878,23.806999999999999,23.68,23.146000000000001,"00:01:58",28.989000000000001,28.704000000000001,30.09,23.187000000000001,"00:01:58",34.880000000000003,33.988,37.090000000000003,23.19,"00:01:58",54.356999999999999,41.695999999999998,60.295999999999999,23.239000000000001,"00:01:58",67.259,37.948,75.992999999999995,23.277000000000001,"00:01:58",65.872,65.991,76.355999999999995,23.434000000000001,"00:01:58",80.709000000000003,83.93,92.376999999999995,29.76,"00:01:58",25.914000000000001,25.777999999999999,25.489000000000001,25.123000000000001,"00:01:58",25.681999999999999,25.62,25.405999999999999,24.960999999999999,"00:01:58",26.367999999999999,26.14,25.922999999999998,25.271999999999998,"00:01:58",27.495000000000001,26.895,26.634,25.088000000000001,"00:01:58",29.841000000000001,28.509,28.193000000000001,25.256,"00:01:58",32.860999999999997,30.707000000000001,30.259,25.335000000000001,"00:01:58",36.695,33.886000000000003,32.801000000000002,25.542999999999999,"00:01:58",41.716000000000001,37.790999999999997,35.758000000000003,25.89,"00:01:58",50.207999999999998,43.244,40.311,25.902999999999999,"00:01:58",74.519000000000005,64.209999999999994,56.545000000000002,27.652999999999999,"00:01:58",82.29,71.097999999999999,63.115000000000002,28.274999999999999,"00:01:58",93.734999999999999,83.593000000000004,71.444999999999993,29.966999999999999,"00:01:58",102.973,91.412000000000006,79.516999999999996,31.097999999999999,null,null,null,null,null,null,null,null,null,null,null,null,null,null,null,null,null,null,null,null,null,null,null,"00:01:58",26.635999999999999,26.39,26.18,25.667999999999999,"00:01:58",27.783999999999999,27.228000000000002,27.28,25.448,"00:01:58",33.627000000000002,31.303000000000001,32.024000000000001,25.484000000000002,"00:01:58",25.491,25.462,25.245000000000001,25.109000000000002,"00:01:58",58.055,49.444000000000003,51.77,27.573,"00:01:58",83.204999999999998,66.819999999999993,68.256,30.164000000000001,"00:01:58",114.85899999999999,94.73,93.628,33.149000000000001]
["00:01:59",24.571999999999999,24.587,24.486999999999998,24.516999999999999,"00:01:59",24.718,24.748000000000001,24.597000000000001,24.518000000000001,"00:01:59",24.9,24.962,24.766999999999999,24.488,"00:01:59",25.149000000000001,25.233000000000001,24.984999999999999,24.529,0.51300000000000168,0.41900000000000048,0.38499999999999801,"00:01:59",23.420999999999999,23.46,23.210999999999999,22.98,"00:01:59",23.928000000000001,23.913,23.498999999999999,23.045000000000002,"00:01:59",24.032,24.003,23.577999999999999,23.103000000000002,"00:01:59",24.885000000000002,24.908000000000001,24.163,23.076000000000001,"00:01:59",23.524999999999999,23.457999999999998,23.111000000000001,23.07,"00:01:59",25.468,25.273,25.088999999999999,23.209,"00:01:59",26.536000000000001,26.282,26.076000000000001,23.422999999999998,"00:01:59",27.327999999999999,27.085999999999999,26.838999999999999,23.45,"00:01:59",27.951000000000001,27.681999999999999,27.425000000000001,23.542999999999999,"00:01:59",28.463999999999999,28.088999999999999,28.059000000000001,23.449000000000002,"00:01:59",33.476999999999997,31.99,33.167000000000002,24.78,"00:01:59",35.975999999999999,33.912999999999997,35.779000000000003,24.853000000000002,"00:01:59",38.618000000000002,35.975999999999999,38.130000000000003,25.06,"00:01:59",25,24.78,24.666,24.175999999999998,"00:01:59",24.184000000000001,24.138000000000002,24.055,23.132000000000001,"00:01:59",23.888000000000002,23.809000000000001,23.68,23.148,"00:01:59",28.989000000000001,28.715,30.099,23.187000000000001,"00:01:59",34.880000000000003,33.988,37.098999999999997,23.192,"00:01:59",54.459000000000003,41.741,60.295999999999999,23.228000000000002,"00:01:59",67.313000000000002,37.826000000000001,76.031999999999996,23.277000000000001,"00:01:59",65.926000000000002,66.171999999999997,76.358999999999995,23.436,"00:01:59",80.679000000000002,83.954999999999998,92.39,29.559000000000001,"00:01:59",25.914999999999999,25.788,25.495000000000001,25.126999999999999,"00:01:59",25.678999999999998,25.626999999999999,25.41,24.957000000000001,"00:01:59",26.364999999999998,26.129000000000001,25.919,25.257000000000001,"00:01:59",27.506,26.902999999999999,26.640999999999998,25.096,"00:01:59",29.844999999999999,28.504999999999999,28.193000000000001,25.245999999999999,"00:01:59",32.868000000000002,30.715,30.274000000000001,25.327999999999999,"00:01:59",36.706000000000003,33.835000000000001,32.796999999999997,25.513999999999999,"00:01:59",41.741,37.887999999999998,35.764000000000003,25.908999999999999,"00:01:59",50.24,43.241,40.326000000000001,25.866,"00:01:59",74.450999999999993,64.236000000000004,56.481000000000002,27.756,"00:01:59",82.33,71.174000000000007,63.082999999999998,28.146000000000001,"00:01:59",93.807000000000002,83.543000000000006,71.456000000000003,30.16,"00:01:59",103.002,91.594999999999999,79.596000000000004,31.059000000000001,null,null,null,null,null,null,null,null,null,null,null,null,null,null,null,null,null,null,null,null,null,null,null,"00:01:59",26.635999999999999,26.396999999999998,26.193999999999999,25.661000000000001,"00:01:59",27.795000000000002,27.24,27.297000000000001,25.452000000000002,"00:01:59",33.673000000000002,31.318999999999999,32.020000000000003,25.445,"00:01:59",25.506,25.466000000000001,25.251999999999999,25.111999999999998,"00:01:59",58.076999999999998,49.462000000000003,51.722999999999999,27.594999999999999,"00:01:59",83.277000000000001,66.95,68.224000000000004,30.106999999999999,"00:01:59",115.03700000000001,94.554000000000002,93.614000000000004,33.04]
["00:02:00",24.565000000000001,24.597999999999999,24.484000000000002,24.524999999999999,"00:02:00",24.72,24.745999999999999,24.599,24.513999999999999,"00:02:00",24.907,24.968,24.777000000000001,24.49,"00:02:00",25.146999999999998,25.228000000000002,24.984999999999999,24.52,0.50800000000000267,0.41699999999999804,0.38499999999999801,"00:02:00",23.417999999999999,23.462,23.204000000000001,22.971,"00:02:00",23.931999999999999,23.925000000000001,23.510999999999999,23.050999999999998,"00:02:00",24.045000000000002,24.021000000000001,23.584,23.091999999999999,"00:02:00",24.881,24.908999999999999,24.158000000000001,23.067,"00:02:00",23.568999999999999,23.507000000000001,23.164000000000001,23.071000000000002,"00:02:00",25.497,25.31,25.122,23.201000000000001,"00:02:00",26.558,26.297000000000001,26.091000000000001,23.427,"00:02:00",27.34,27.097000000000001,26.853999999999999,23.446999999999999,"00:02:00",27.962,27.696999999999999,27.428999999999998,23.547000000000001,"00:02:00",28.533999999999999,28.151,28.106999999999999,23.452999999999999,"00:02:00",33.502000000000002,31.998000000000001,33.185000000000002,24.791,"00:02:00",35.99,33.932000000000002,35.793999999999997,24.856999999999999,"00:02:00",38.646999999999998,36.006,38.148000000000003,25.079000000000001,"00:02:00",24.989000000000001,24.768999999999998,24.666,24.172999999999998,"00:02:00",24.186,24.145,24.059000000000001,23.135000000000002,"00:02:00",23.88,23.809000000000001,23.673999999999999,23.143999999999998,"00:02:00",28.981999999999999,28.713000000000001,30.09,23.178000000000001,"00:02:00",34.881999999999998,34.000999999999998,37.11,23.196999999999999,"00:02:00",54.555,41.884,60.293999999999997,23.234000000000002,"00:02:00",67.350999999999999,37.613,76.016000000000005,23.268000000000001,"00:02:00",65.981999999999999,66.186999999999998,76.379000000000005,23.445,"00:02:00",80.652000000000001,83.98,92.41,29.417999999999999,"00:02:00",25.919,25.786000000000001,25.503,25.131,"00:02:00",25.681999999999999,25.631,25.417999999999999,24.960999999999999,"00:02:00",26.364999999999998,26.135999999999999,25.916,25.263999999999999,"00:02:00",27.506,26.902000000000001,26.649000000000001,25.091999999999999,"00:02:00",29.844999999999999,28.504999999999999,28.193000000000001,25.253,"00:02:00",32.886000000000003,30.733000000000001,30.277000000000001,25.327999999999999,"00:02:00",36.732999999999997,33.814999999999998,32.801000000000002,25.486000000000001,"00:02:00",41.747999999999998,37.909999999999997,35.781999999999996,25.905000000000001,"00:02:00",50.259,43.262999999999998,40.334000000000003,25.763999999999999,"00:02:00",74.369,64.016999999999996,56.42,27.984999999999999,"00:02:00",82.376999999999995,71.216999999999999,63.058999999999997,27.984999999999999,"00:02:00",93.835999999999999,83.453000000000003,71.503,30.084,"00:02:00",102.86499999999999,91.811999999999998,79.718000000000004,31.041,null,null,null,null,null,null,null,null,null,null,null,null,null,null,null,null,null,null,null,null,null,null,null,"00:02:00",26.632000000000001,26.39,26.187000000000001,25.667999999999999,"00:02:00",27.814,27.247,27.298999999999999,25.440999999999999,"00:02:00",33.685000000000002,31.346,32.020000000000003,25.431999999999999,"00:02:00",25.506,25.463999999999999,25.245000000000001,25.088999999999999,"00:02:00",58.231999999999999,49.505000000000003,51.691000000000003,27.698,"00:02:00",83.31,66.953000000000003,68.138000000000005,30.084,"00:02:00",115.13500000000001,94.438000000000002,93.620999999999995,32.970999999999997]
["00:02:01",24.568999999999999,24.594999999999999,24.495000000000001,24.521000000000001,"00:02:01",24.72,24.754000000000001,24.599,24.524999999999999,"00:02:01",24.917000000000002,24.972000000000001,24.777000000000001,24.497,"00:02:01",25.152999999999999,25.231999999999999,24.983000000000001,24.523,0.51200000000000045,0.42299999999999827,0.38299999999999912,"00:02:01",23.423999999999999,23.466000000000001,23.207999999999998,22.978000000000002,"00:02:01",23.936,23.927,23.509,23.055,"00:02:01",24.062000000000001,24.036000000000001,23.6,23.093,"00:02:01",24.882999999999999,24.916,24.161999999999999,23.071000000000002,"00:02:01",23.625,23.550999999999998,23.218,23.073,"00:02:01",25.53,25.327999999999999,25.148,23.209,"00:02:01",26.57,26.308,26.099,23.416,"00:02:01",27.355,27.108000000000001,26.861999999999998,23.436,"00:02:01",27.992000000000001,27.716000000000001,27.446999999999999,23.550999999999998,"00:02:01",28.593,28.207000000000001,28.148,23.463999999999999,"00:02:01",33.521000000000001,32.015999999999998,33.204000000000001,24.795000000000002,"00:02:01",36.015999999999998,33.947000000000003,35.811999999999998,24.861000000000001,"00:02:01",38.655000000000001,36.017000000000003,38.17,25.097000000000001,"00:02:01",24.986000000000001,24.768999999999998,24.658000000000001,24.169,"00:02:01",24.19,24.143999999999998,24.062999999999999,23.132000000000001,"00:02:01",23.882000000000001,23.805,23.673999999999999,23.148,"00:02:01",28.984000000000002,28.724,30.096,23.181999999999999,"00:02:01",34.881,34.021000000000001,37.118000000000002,23.196999999999999,"00:02:01",54.637999999999998,42.110999999999997,60.271000000000001,23.224,"00:02:01",67.385000000000005,37.444000000000003,76.052000000000007,23.268000000000001,"00:02:01",66.009,66.16,76.394999999999996,23.44,"00:02:01",80.680999999999997,84.093999999999994,92.456999999999994,29.466000000000001,"00:02:01",25.917000000000002,25.786000000000001,25.494,25.131,"00:02:01",25.675000000000001,25.623999999999999,25.402999999999999,24.957999999999998,"00:02:01",26.372,26.14,25.927,25.268000000000001,"00:02:01",27.509,26.899000000000001,26.637,25.096,"00:02:01",29.847999999999999,28.504999999999999,28.193000000000001,25.263999999999999,"00:02:01",32.878999999999998,30.733000000000001,30.285,25.324000000000002,"00:02:01",36.746000000000002,33.790999999999997,32.796999999999997,25.466000000000001,"00:02:01",41.747,37.911000000000001,35.805999999999997,25.911999999999999,"00:02:01",50.307000000000002,43.43,40.369999999999997,25.690999999999999,"00:02:01",74.305000000000007,63.970999999999997,56.390999999999998,28.044,"00:02:01",82.385000000000005,71.177999999999997,63.091000000000001,27.948,"00:02:01",93.713999999999999,83.379000000000005,71.468000000000004,30.036999999999999,"00:02:01",102.43600000000001,91.585999999999999,79.897999999999996,30.99,null,null,null,null,null,null,null,null,null,null,null,null,null,null,null,null,null,null,null,null,null,null,null,"00:02:01",26.632999999999999,26.382000000000001,26.187000000000001,25.661000000000001,"00:02:01",27.81,27.247,27.295000000000002,25.440999999999999,"00:02:01",33.710999999999999,31.356999999999999,32.024000000000001,25.436,"00:02:01",25.51,25.462,25.245000000000001,25.087,"00:02:01",58.326000000000001,49.523000000000003,51.673000000000002,27.75,"00:02:01",83.305999999999997,66.953000000000003,68.094999999999999,29.984999999999999,"00:02:01",115.24,94.269000000000005,93.516999999999996,32.988999999999997]
["00:02:02",24.562000000000001,24.591000000000001,24.488,24.518000000000001,"00:02:02",24.719000000000001,24.745000000000001,24.597000000000001,24.516999999999999,"00:02:02",24.92,24.977,24.780999999999999,24.494,"00:02:02",25.151,25.231999999999999,24.986999999999998,24.515999999999998,0.51200000000000045,0.42099999999999937,0.3869999999999969,"00:02:02",23.417999999999999,23.472000000000001,23.213999999999999,22.981999999999999,"00:02:02",23.933,23.927,23.510999999999999,23.045999999999999,"00:02:02",24.077000000000002,24.056999999999999,23.608000000000001,23.097999999999999,"00:02:02",24.891999999999999,24.92,24.166,23.073,"00:02:02",23.686,23.616,23.279,23.077999999999999,"00:02:02",25.548999999999999,25.353999999999999,25.166,23.204999999999998,"00:02:02",26.581,26.327000000000002,26.106000000000002,23.427,"00:02:02",27.361999999999998,27.116,26.861999999999998,23.436,"00:02:02",28.013999999999999,27.738,27.477,23.577000000000002,"00:02:02",28.648,28.268999999999998,28.210999999999999,23.486000000000001,"00:02:02",33.542999999999999,32.034999999999997,33.237000000000002,24.795000000000002,"00:02:02",36.024000000000001,33.954000000000001,35.819000000000003,24.864999999999998,"00:02:02",38.695,36.042999999999999,38.200000000000003,25.141999999999999,"00:02:02",24.99,24.757999999999999,24.658999999999999,24.169,"00:02:02",24.192,24.152999999999999,24.065999999999999,23.145,"00:02:02",23.882000000000001,23.812000000000001,23.672000000000001,23.152000000000001,"00:02:02",28.98,28.734000000000002,30.091000000000001,23.173999999999999,"00:02:02",34.868000000000002,34.023000000000003,37.128999999999998,23.19,"00:02:02",54.725000000000001,42.311999999999998,60.249000000000002,23.224,"00:02:02",67.385000000000005,37.414999999999999,76.138999999999996,23.274999999999999,"00:02:02",65.994,66.185000000000002,76.417000000000002,23.442,"00:02:02",80.718999999999994,84.358000000000004,92.481999999999999,29.477,"00:02:02",25.902000000000001,25.771999999999998,25.488,25.122,"00:02:02",25.675000000000001,25.623999999999999,25.41,24.957999999999998,"00:02:02",26.379000000000001,26.143999999999998,25.934000000000001,25.283000000000001,"00:02:02",27.51,26.895,26.640999999999998,25.077999999999999,"00:02:02",29.87,28.535,28.215,25.268000000000001,"00:02:02",32.878999999999998,30.733000000000001,30.274000000000001,25.31,"00:02:02",36.771999999999998,33.777000000000001,32.792999999999999,25.451000000000001,"00:02:02",41.756,37.872999999999998,35.814999999999998,25.922999999999998,"00:02:02",50.343000000000004,43.433999999999997,40.381999999999998,25.684000000000001,"00:02:02",74.173000000000002,63.899000000000001,56.326999999999998,28.276,"00:02:02",82.391999999999996,70.834999999999994,63.127000000000002,28.021999999999998,"00:02:02",93.635000000000005,83.400999999999996,71.463999999999999,29.946000000000002,"00:02:02",102.227,91.381,80.02,31.18,null,null,null,null,null,null,null,null,null,null,null,null,null,null,null,null,null,null,null,null,null,null,null,"00:02:02",26.629000000000001,26.375,26.190999999999999,25.664999999999999,"00:02:02",27.82,27.248999999999999,27.306000000000001,25.434999999999999,"00:02:02",33.744,31.381,32.033000000000001,25.484000000000002,"00:02:02",25.521000000000001,25.47,25.256,25.087,"00:02:02",58.314999999999998,49.552,51.676000000000002,27.783000000000001,"00:02:02",83.274000000000001,66.986000000000004,68.135000000000005,30.042000000000002,"00:02:02",115.28400000000001,94.284000000000006,93.394999999999996,33.04]
["00:02:03",24.568999999999999,24.594999999999999,24.495999999999999,24.521999999999998,"00:02:03",24.716999999999999,24.754000000000001,24.6,24.507999999999999,"00:02:03",24.925999999999998,24.98,24.785,24.498999999999999,"00:02:03",25.149000000000001,25.225000000000001,24.981999999999999,24.510999999999999,0.50500000000000256,0.41900000000000048,0.3819999999999979,"00:02:03",23.423999999999999,23.478999999999999,23.218,22.983000000000001,"00:02:03",23.934999999999999,23.923999999999999,23.512,23.047999999999998,"00:02:03",24.103000000000002,24.077000000000002,23.625,23.102,"00:02:03",24.896000000000001,24.928999999999998,24.17,23.074999999999999,"00:02:03",23.756,23.669,23.349,23.082000000000001,"00:02:03",25.579000000000001,25.387,25.192,23.213000000000001,"00:02:03",26.588000000000001,26.331,26.11,23.428000000000001,"00:02:03",27.37,27.12,26.884,23.437000000000001,"00:02:03",28.024999999999999,27.745000000000001,27.472999999999999,23.588000000000001,"00:02:03",28.715,28.332000000000001,28.254999999999999,23.494,"00:02:03",33.564999999999998,32.049999999999997,33.241,24.788,"00:02:03",36.048999999999999,33.969000000000001,35.838000000000001,24.864999999999998,"00:02:03",38.698999999999998,36.042999999999999,38.207000000000001,25.167999999999999,"00:02:03",24.978999999999999,24.754000000000001,24.655000000000001,24.151,"00:02:03",24.196999999999999,24.152999999999999,24.074000000000002,23.146999999999998,"00:02:03",23.882000000000001,23.806999999999999,23.673999999999999,23.145,"00:02:03",28.981999999999999,28.736000000000001,30.094000000000001,23.18,"00:02:03",34.856999999999999,34.021000000000001,37.136000000000003,23.187000000000001,"00:02:03",54.780999999999999,42.402999999999999,60.234999999999999,23.225999999999999,"00:02:03",67.367000000000004,37.463000000000001,76.213999999999999,23.279,"00:02:03",65.986999999999995,66.198999999999998,76.456000000000003,23.44,"00:02:03",80.801000000000002,84.41,92.481999999999999,29.65,"00:02:03",25.904,25.768000000000001,25.492000000000001,25.113,"00:02:03",25.686,25.623999999999999,25.414000000000001,24.960999999999999,"00:02:03",26.372,26.14,25.934000000000001,25.276,"00:02:03",27.516999999999999,26.902999999999999,26.649000000000001,25.081,"00:02:03",29.87,28.527999999999999,28.2,25.263999999999999,"00:02:03",32.893999999999998,30.736999999999998,30.298999999999999,25.317,"00:02:03",36.792000000000002,33.756999999999998,32.795000000000002,25.423999999999999,"00:02:03",41.762999999999998,37.826000000000001,35.817999999999998,25.934000000000001,"00:02:03",50.38,43.381,40.393000000000001,25.762,"00:02:03",74.069000000000003,63.835000000000001,56.241,28.626000000000001,"00:02:03",82.453999999999994,71.132000000000005,63.192,28.140999999999998,"00:02:03",93.506,83.001999999999995,71.457999999999998,29.645,"00:02:03",101.97499999999999,91.355999999999995,80.117999999999995,31.064,null,null,null,null,null,null,null,null,null,null,null,null,null,null,null,null,null,null,null,null,null,null,null,"00:02:03",26.635999999999999,26.39,26.195,25.669,"00:02:03",27.821999999999999,27.259,27.321000000000002,25.43,"00:02:03",33.762,31.39,32.034999999999997,25.506,"00:02:03",25.507999999999999,25.457999999999998,25.251000000000001,25.091999999999999,"00:02:03",58.274999999999999,49.622999999999998,51.628999999999998,27.831,"00:02:03",83.245000000000005,67.033000000000001,68.16,30.047999999999998,"00:02:03",115.342,94.305999999999997,93.552999999999997,33.094999999999999]
["00:02:04",24.573,24.606999999999999,24.495999999999999,24.518000000000001,"00:02:04",24.716000000000001,24.748999999999999,24.596,24.507999999999999,"00:02:04",24.920999999999999,24.98,24.785,24.492000000000001,"00:02:04",25.143999999999998,25.227,24.981999999999999,24.515000000000001,0.50700000000000145,0.41399999999999793,0.3819999999999979,"00:02:04",23.437000000000001,23.481999999999999,23.222000000000001,22.983000000000001,"00:02:04",23.940999999999999,23.931000000000001,23.512,23.047999999999998,"00:02:04",24.116,24.094000000000001,23.634,23.099,"00:02:04",24.902000000000001,24.93,24.175000000000001,23.074999999999999,"00:02:04",23.824000000000002,23.734000000000002,23.419,23.082000000000001,"00:02:04",25.605,25.417000000000002,25.218,23.22,"00:02:04",26.603000000000002,26.346,26.125,23.431999999999999,"00:02:04",27.396000000000001,27.131,26.891999999999999,23.437000000000001,"00:02:04",28.050999999999998,27.768000000000001,27.498999999999999,23.606000000000002,"00:02:04",28.765999999999998,28.384,28.298999999999999,23.498000000000001,"00:02:04",33.58,32.061,33.267000000000003,24.818000000000001,"00:02:04",36.045999999999999,33.962000000000003,35.844999999999999,24.873000000000001,"00:02:04",38.720999999999997,36.061,38.228999999999999,25.207999999999998,"00:02:04",24.978999999999999,24.754999999999999,24.658999999999999,24.158999999999999,"00:02:04",24.19,24.148,24.068000000000001,23.135999999999999,"00:02:04",23.879000000000001,23.812999999999999,23.675999999999998,23.155999999999999,"00:02:04",28.988,28.745000000000001,30.097999999999999,23.18,"00:02:04",34.874000000000002,34.023000000000003,37.151000000000003,23.196000000000002,"00:02:04",54.767000000000003,42.366999999999997,60.228000000000002,23.227,"00:02:04",67.358000000000004,37.494999999999997,76.278000000000006,23.274999999999999,"00:02:04",65.986000000000004,66.227999999999994,76.484999999999999,23.446999999999999,"00:02:04",80.906999999999996,84.405000000000001,92.445999999999998,29.783000000000001,"00:02:04",26.628,26.452999999999999,26.126999999999999,25.123000000000001,"00:02:04",25.683,25.623999999999999,25.41,24.957999999999998,"00:02:04",26.382999999999999,26.148,25.927,25.271999999999998,"00:02:04",27.516999999999999,26.899000000000001,26.655999999999999,25.085000000000001,"00:02:04",29.867000000000001,28.52,28.207000000000001,25.266999999999999,"00:02:04",32.896999999999998,30.736999999999998,30.298999999999999,25.317,"00:02:04",36.819000000000003,33.744,32.799999999999997,25.402999999999999,"00:02:04",41.759,37.805999999999997,35.822000000000003,25.920999999999999,"00:02:04",50.423999999999999,43.351999999999997,40.423000000000002,25.888000000000002,"00:02:04",74.037000000000006,63.85,56.198,28.582000000000001,"00:02:04",82.510999999999996,71.158000000000001,63.228999999999999,28.137,"00:02:04",93.391999999999996,83.057000000000002,71.48,29.866,"00:02:04",102.149,91.85,80.158000000000001,31.085999999999999,null,null,null,null,null,null,null,null,null,null,null,null,null,null,null,null,null,null,null,null,null,null,null,"00:02:04",26.632999999999999,26.39,26.195,25.669,"00:02:04",27.832999999999998,27.251000000000001,27.321000000000002,25.434000000000001,"00:02:04",33.765999999999998,31.387,32.042999999999999,25.524999999999999,"00:02:04",25.513999999999999,25.47,25.251999999999999,25.113,"00:02:04",58.283000000000001,49.651000000000003,51.597000000000001,27.893999999999998,"00:02:04",83.230999999999995,67.036000000000001,68.185000000000002,30.029,"00:02:04",115.461,94.474999999999994,93.808999999999997,33.244999999999997]
["00:02:05",24.57,24.603000000000002,24.492999999999999,24.518999999999998,"00:02:05",24.728999999999999,24.754999999999999,24.602,24.516999999999999,"00:02:05",24.916,24.972999999999999,24.777999999999999,24.484999999999999,"00:02:05",25.158999999999999,25.242000000000001,24.991,24.52,0.52200000000000202,0.42899999999999849,0.39099999999999824,"00:02:05",23.445,23.486999999999998,23.23,22.983000000000001,"00:02:05",23.937000000000001,23.922999999999998,23.507000000000001,23.045000000000002,"00:02:05",24.126000000000001,24.106999999999999,23.641999999999999,23.091999999999999,"00:02:05",24.896999999999998,24.925999999999998,24.172000000000001,23.07,"00:02:05",23.891999999999999,23.789000000000001,23.484000000000002,23.082999999999998,"00:02:05",25.626999999999999,25.439,25.23,23.21,"00:02:05",26.617999999999999,26.361000000000001,26.143999999999998,23.443000000000001,"00:02:05",27.4,27.141999999999999,26.899000000000001,23.437000000000001,"00:02:05",28.068999999999999,27.79,27.518000000000001,23.620999999999999,"00:02:05",28.814,28.431999999999999,28.343,23.509,"00:02:05",33.601999999999997,32.079000000000001,33.292000000000002,24.850999999999999,"00:02:05",36.067999999999998,33.969000000000001,35.856999999999999,24.895,"00:02:05",38.731999999999999,36.069000000000003,38.262,25.238,"00:02:05",24.994,24.762,24.663,24.158999999999999,"00:02:05",24.199000000000002,24.155000000000001,24.074000000000002,23.146999999999998,"00:02:05",23.884,23.805,23.675000000000001,23.152000000000001,"00:02:05",28.986000000000001,28.756,30.088999999999999,23.18,"00:02:05",34.881,34.018999999999998,37.159999999999997,23.201000000000001,"00:02:05",54.722999999999999,42.366999999999997,60.23,23.231999999999999,"00:02:05",67.378,37.484999999999999,76.349999999999994,23.277000000000001,"00:02:05",65.995000000000005,66.385999999999996,76.504999999999995,23.443999999999999,"00:02:05",80.974000000000004,84.635000000000005,92.460999999999999,29.760999999999999,"00:02:05",28.907,28.623999999999999,27.972999999999999,25.129000000000001,"00:02:05",25.69,25.628,25.422000000000001,24.954000000000001,"00:02:05",26.372,26.14,25.931000000000001,25.260999999999999,"00:02:05",27.524000000000001,26.914000000000001,26.66,25.088999999999999,"00:02:05",29.878,28.527999999999999,28.2,25.263999999999999,"00:02:05",32.911999999999999,30.744,30.303000000000001,25.312999999999999,"00:02:05",36.834000000000003,33.750999999999998,32.796999999999997,25.385000000000002,"00:02:05",41.756,37.792999999999999,35.804000000000002,25.885999999999999,"00:02:05",50.435000000000002,43.334000000000003,40.427,25.969000000000001,"00:02:05",74.02,63.883000000000003,56.165999999999997,28.369,"00:02:05",82.738,71.477000000000004,63.314999999999998,28.163,"00:02:05",93.385000000000005,83.42,71.491,30.064,"00:02:05",102.366,92.242000000000004,80.19,30.908000000000001,null,null,null,null,null,null,null,null,null,null,null,null,null,null,null,null,null,null,null,null,null,null,null,"00:02:05",26.635999999999999,26.39,26.199000000000002,25.672000000000001,"00:02:05",27.82,27.257000000000001,27.324999999999999,25.417000000000002,"00:02:05",33.783999999999999,31.390999999999998,32.064999999999998,25.556000000000001,"00:02:05",25.506,25.466000000000001,25.238,25.113,"00:02:05",58.308,49.676000000000002,51.600999999999999,27.937999999999999,"00:02:05",83.201999999999998,66.968000000000004,68.308999999999997,29.946999999999999,"00:02:05",115.581,94.456999999999994,93.671999999999997,33.292000000000002]
["00:02:06",24.57,24.588999999999999,24.486000000000001,24.510999999999999,"00:02:06",24.725999999999999,24.75,24.6,24.512,"00:02:06",24.916,24.966999999999999,24.776,24.484000000000002,"00:02:06",25.155000000000001,25.24,24.995000000000001,24.521000000000001,0.51999999999999957,0.42500000000000071,0.39499999999999957,"00:02:06",23.442,23.489000000000001,23.228000000000002,22.981999999999999,"00:02:06",23.940999999999999,23.934000000000001,23.518000000000001,23.047000000000001,"00:02:06",24.132999999999999,24.113,23.652999999999999,23.094000000000001,"00:02:06",24.905999999999999,24.931999999999999,24.173999999999999,23.076000000000001,"00:02:06",23.960999999999999,23.852,23.541,23.087,"00:02:06",25.645,25.469000000000001,25.254999999999999,23.224,"00:02:06",26.64,26.387,26.151,23.45,"00:02:06",27.411000000000001,27.141999999999999,26.902999999999999,23.440999999999999,"00:02:06",28.088000000000001,27.800999999999998,27.513999999999999,23.629000000000001,"00:02:06",28.861999999999998,28.486999999999998,28.373000000000001,23.524000000000001,"00:02:06",33.624000000000002,32.094000000000001,33.304000000000002,24.863,"00:02:06",36.097000000000001,33.976999999999997,35.871000000000002,24.931999999999999,"00:02:06",38.765000000000001,36.08,38.283999999999999,25.242000000000001,"00:02:06",24.983000000000001,24.751000000000001,24.655999999999999,24.163,"00:02:06",24.207000000000001,24.155000000000001,24.076000000000001,23.149000000000001,"00:02:06",23.881,23.802,23.669,23.149000000000001,"00:02:06",28.986000000000001,28.765999999999998,30.082000000000001,23.177,"00:02:06",34.877000000000002,34.023000000000003,37.167000000000002,23.202000000000002,"00:02:06",54.66,42.405000000000001,60.225000000000001,23.228999999999999,"00:02:06",67.393000000000001,37.463000000000001,76.42,23.277999999999999,"00:02:06",66.034000000000006,66.557000000000002,76.55,23.451000000000001,"00:02:06",81.001000000000005,85.599000000000004,92.557000000000002,29.835000000000001,"00:02:06",31.17,30.838000000000001,29.937999999999999,25.125,"00:02:06",25.693999999999999,25.635000000000002,25.417999999999999,24.969000000000001,"00:02:06",26.372,26.14,25.927,25.268000000000001,"00:02:06",27.527999999999999,26.91,26.66,25.088999999999999,"00:02:06",29.878,28.535,28.210999999999999,25.279,"00:02:06",32.918999999999997,30.751000000000001,30.314,25.317,"00:02:06",36.838999999999999,33.764000000000003,32.795000000000002,25.39,"00:02:06",41.756,37.804000000000002,35.814999999999998,25.861000000000001,"00:02:06",50.468000000000004,43.331000000000003,40.445,25.977,"00:02:06",74.037999999999997,63.804000000000002,56.145000000000003,28.071999999999999,"00:02:06",82.856999999999999,71.477000000000004,63.366,28.295999999999999,"00:02:06",93.414000000000001,83.6,71.537999999999997,29.907,"00:02:06",102.64400000000001,92.477000000000004,80.331000000000003,30.683,null,null,null,null,null,null,null,null,null,null,null,null,null,null,null,null,null,null,null,null,null,null,null,"00:02:06",26.643999999999998,26.370999999999999,26.199000000000002,25.661000000000001,"00:02:06",27.821999999999999,27.263000000000002,27.324999999999999,25.416,"00:02:06",33.795000000000002,31.398,32.082999999999998,25.573,"00:02:06",25.51,25.468,25.253,25.132999999999999,"00:02:06",58.424999999999997,49.747,51.685000000000002,27.975000000000001,"00:02:06",83.188000000000002,66.921000000000006,68.372,29.773,"00:02:06",115.639,94.438999999999993,93.707999999999998,33.295999999999999]
["00:02:07",24.574000000000002,24.593,24.478999999999999,24.518999999999998,"00:02:07",24.72,24.753,24.603999999999999,24.512,"00:02:07",24.911999999999999,24.966000000000001,24.777999999999999,24.488,"00:02:07",25.163,25.248000000000001,25.004999999999999,24.527000000000001,0.52800000000000225,0.43299999999999983,0.40499999999999758,"00:02:07",23.443999999999999,23.495000000000001,23.23,22.978000000000002,"00:02:07",23.945,23.928999999999998,23.518000000000001,23.047999999999998,"00:02:07",24.152000000000001,24.132000000000001,23.664999999999999,23.1,"00:02:07",24.905000000000001,24.936,24.178000000000001,23.077999999999999,"00:02:07",24.018000000000001,23.905000000000001,23.602,23.077999999999999,"00:02:07",25.667999999999999,25.491,25.277999999999999,23.224,"00:02:07",26.652000000000001,26.398,26.166,23.462,"00:02:07",27.425999999999998,27.161000000000001,26.907,23.448,"00:02:07",28.106999999999999,27.82,27.533000000000001,23.632999999999999,"00:02:07",28.914000000000001,28.516999999999999,28.414000000000001,23.539000000000001,"00:02:07",33.639000000000003,32.104999999999997,33.314999999999998,24.87,"00:02:07",36.109000000000002,33.981000000000002,35.886000000000003,24.954000000000001,"00:02:07",38.776000000000003,36.084000000000003,38.295000000000002,25.209,"00:02:07",24.969000000000001,24.74,24.66,24.17,"00:02:07",24.201000000000001,24.157,24.074000000000002,23.145,"00:02:07",23.881,23.806999999999999,23.672999999999998,23.149000000000001,"00:02:07",28.988,28.78,30.084,23.178999999999998,"00:02:07",34.872,34.018000000000001,37.165999999999997,23.2,"00:02:07",54.600999999999999,42.457999999999998,60.225000000000001,23.227,"00:02:07",67.423000000000002,37.317,76.47,23.280999999999999,"00:02:07",66.042000000000002,66.668000000000006,76.576999999999998,23.443999999999999,"00:02:07",80.962000000000003,85.971000000000004,92.656000000000006,29.791,"00:02:07",33.707000000000001,33.344999999999999,32.270000000000003,25.132999999999999,"00:02:07",25.698,25.635000000000002,25.425999999999998,24.969000000000001,"00:02:07",26.361000000000001,26.137,25.92,25.268000000000001,"00:02:07",27.527999999999999,26.917000000000002,26.66,25.077999999999999,"00:02:07",29.881,28.535,28.207000000000001,25.286000000000001,"00:02:07",32.93,30.751000000000001,30.31,25.306000000000001,"00:02:07",36.847999999999999,33.790999999999997,32.79,25.414000000000001,"00:02:07",41.761000000000003,37.799999999999997,35.817999999999998,25.864000000000001,"00:02:07",50.515000000000001,43.433999999999997,40.460999999999999,25.978000000000002,"00:02:07",74.024000000000001,63.74,56.137999999999998,28.006,"00:02:07",82.888999999999996,71.488,63.384,28.212,"00:02:07",93.465000000000003,83.83,71.542000000000002,29.724,"00:02:07",102.68,92.491,80.453000000000003,30.547999999999998,null,null,null,null,null,null,null,null,null,null,null,null,null,null,null,null,null,null,null,null,null,null,null,"00:02:07",26.643999999999998,26.379000000000001,26.202000000000002,25.661000000000001,"00:02:07",27.826000000000001,27.265999999999998,27.324999999999999,25.411999999999999,"00:02:07",33.795000000000002,31.402000000000001,32.100999999999999,25.573,"00:02:07",25.518000000000001,25.474,25.26,25.146000000000001,"00:02:07",58.491999999999997,49.777999999999999,51.814,27.975000000000001,"00:02:07",83.21,66.918000000000006,68.408000000000001,29.687999999999999,"00:02:07",115.774,94.515000000000001,93.59,33.280999999999999]
["00:02:08",24.577999999999999,24.593,24.49,24.512,"00:02:08",24.725999999999999,24.751999999999999,24.597000000000001,24.501999999999999,"00:02:08",24.914999999999999,24.972000000000001,24.773,24.486000000000001,"00:02:08",25.169,25.253,25.010999999999999,24.53,0.53300000000000125,0.43900000000000006,0.41099999999999781,"00:02:08",23.443999999999999,23.494,23.222999999999999,22.975000000000001,"00:02:08",23.942,23.934999999999999,23.518999999999998,23.053000000000001,"00:02:08",24.161999999999999,24.138999999999999,23.672000000000001,23.094999999999999,"00:02:08",24.917000000000002,24.952000000000002,24.187000000000001,23.081,"00:02:08",24.074999999999999,23.954999999999998,23.661000000000001,23.071000000000002,"00:02:08",25.704999999999998,25.521000000000001,25.295999999999999,23.225000000000001,"00:02:08",26.667000000000002,26.405000000000001,26.177,23.462,"00:02:08",27.437000000000001,27.154,26.917999999999999,23.466999999999999,"00:02:08",28.11,27.823,27.533000000000001,23.632999999999999,"00:02:08",28.969000000000001,28.568000000000001,28.446999999999999,23.545999999999999,"00:02:08",33.654000000000003,32.113,33.332999999999998,24.86,"00:02:08",36.131,33.991999999999997,35.901000000000003,24.957999999999998,"00:02:08",38.790999999999997,36.076999999999998,38.305999999999997,25.164999999999999,"00:02:08",24.954000000000001,24.736999999999998,24.66,24.17,"00:02:08",24.193999999999999,24.155000000000001,24.068999999999999,23.14,"00:02:08",23.885000000000002,23.802,23.667999999999999,23.140999999999998,"00:02:08",28.988,28.806000000000001,30.082000000000001,23.186,"00:02:08",34.875999999999998,34.030999999999999,37.173000000000002,23.193999999999999,"00:02:08",54.561,42.515999999999998,60.243000000000002,23.231999999999999,"00:02:08",67.468000000000004,37.15,76.494,23.280999999999999,"00:02:08",66.025000000000006,66.635999999999996,76.587999999999994,23.44,"00:02:08",80.867000000000004,85.394999999999996,92.679000000000002,29.672999999999998,"00:02:08",37.369,36.869999999999997,35.737000000000002,25.21,"00:02:08",25.702000000000002,25.638999999999999,25.433,24.977,"00:02:08",26.369,26.143999999999998,25.934999999999999,25.265000000000001,"00:02:08",27.527999999999999,26.917000000000002,26.664000000000001,25.081,"00:02:08",29.881,28.530999999999999,28.210999999999999,25.282,"00:02:08",32.933999999999997,30.754999999999999,30.314,25.302,"00:02:08",36.859000000000002,33.856999999999999,32.796999999999997,25.428999999999998,"00:02:08",41.762999999999998,37.786000000000001,35.811,25.864000000000001,"00:02:08",50.540999999999997,43.524000000000001,40.468000000000004,25.995999999999999,"00:02:08",73.95,63.606999999999999,56.12,28.22,"00:02:08",82.947000000000003,71.853999999999999,63.430999999999997,28.407,"00:02:08",93.494,83.876999999999995,71.542000000000002,29.669,"00:02:08",102.688,92.546000000000006,80.492999999999995,30.603000000000002,null,null,null,null,null,null,null,null,null,null,null,null,null,null,null,null,null,null,null,null,null,null,null,"00:02:08",26.64,26.375,26.21,25.658000000000001,"00:02:08",27.829000000000001,27.283000000000001,27.318000000000001,25.407,"00:02:08",33.820999999999998,31.434000000000001,32.146999999999998,25.603999999999999,"00:02:08",25.521000000000001,25.474,25.263999999999999,25.157,"00:02:08",58.579000000000001,49.802999999999997,51.908000000000001,27.981999999999999,"00:02:08",83.322999999999993,66.977000000000004,68.400999999999996,29.855,"00:02:08",115.872,94.637,93.385000000000005,33.329000000000001]
["00:02:09",24.571000000000002,24.593,24.49,24.52,"00:02:09",24.715,24.751999999999999,24.605,24.506,"00:02:09",24.911000000000001,24.97,24.774999999999999,24.488,"00:02:09",25.173999999999999,25.260999999999999,25.012,24.54,{"$f":"R132-24.72","v":0.54100000000000037},{"$f":"Q132-24.73","v":0.44399999999999906},{"$f":"S132-24.6","v":0.41199999999999903},"00:02:09",23.448,23.5,23.225000000000001,22.972999999999999,"00:02:09",23.951000000000001,23.94,23.515000000000001,23.056999999999999,"00:02:09",24.169,24.154,23.681999999999999,23.094999999999999,"00:02:09",24.922999999999998,24.945,24.186,23.084,"00:02:09",24.135999999999999,24.013000000000002,23.725999999999999,23.082000000000001,"00:02:09",25.722999999999999,25.542999999999999,25.315000000000001,23.231999999999999,"00:02:09",26.667000000000002,26.405000000000001,26.177,23.457999999999998,"00:02:09",27.440999999999999,27.158000000000001,26.917999999999999,23.481999999999999,"00:02:09",28.125,27.831,27.544,23.629000000000001,"00:02:09",29.013999999999999,28.609000000000002,28.491,23.571999999999999,"00:02:09",33.668999999999997,32.116999999999997,33.337000000000003,24.86,"00:02:09",36.142000000000003,34.003,35.908000000000001,24.946999999999999,"00:02:09",38.795000000000002,36.081000000000003,38.320999999999998,25.143000000000001,"00:02:09",24.957999999999998,24.73,24.649000000000001,24.167000000000002,"00:02:09",24.187999999999999,24.152000000000001,24.067,23.138000000000002,"00:02:09",23.872,23.795000000000002,23.666,23.140999999999998,"00:02:09",28.984999999999999,28.824999999999999,30.084,23.181000000000001,"00:02:09",34.889000000000003,34.051000000000002,37.174999999999997,23.204000000000001,"00:02:09",54.542000000000002,42.546999999999997,60.271999999999998,23.231000000000002,"00:02:09",67.537999999999997,37.100999999999999,76.492000000000004,23.280999999999999,"00:02:09",66.034999999999997,66.69,76.629000000000005,23.44,"00:02:09",80.795000000000002,85,92.712000000000003,29.658999999999999,"00:02:09",40.225999999999999,39.531999999999996,38.503999999999998,25.31,"00:02:09",25.709,25.65,25.433,24.969000000000001,"00:02:09",26.369,26.132999999999999,25.927,25.268999999999998,"00:02:09",27.532,26.917999999999999,26.664000000000001,25.088999999999999,"00:02:09",29.882000000000001,28.524000000000001,28.215,25.26,"00:02:09",32.936999999999998,30.77,30.329000000000001,25.306000000000001,"00:02:09",36.856000000000002,33.863,32.798999999999999,25.427,"00:02:09",41.77,37.808,35.844000000000001,25.887,"00:02:09",50.646000000000001,43.542999999999999,40.487000000000002,25.898,"00:02:09",73.843000000000004,63.615000000000002,56.106000000000002,28.521999999999998,"00:02:09",82.950999999999993,72.093999999999994,63.518000000000001,28.568999999999999,"00:02:09",93.501999999999995,84.114999999999995,71.570999999999998,29.507999999999999,"00:02:09",102.681,92.412999999999997,80.536000000000001,30.629000000000001,null,null,null,null,null,null,null,null,null,null,null,null,null,null,null,null,null,null,null,null,null,null,null,"00:02:09",26.643999999999998,26.372,26.206,25.646999999999998,"00:02:09",27.844000000000001,27.306999999999999,27.326000000000001,25.416,"00:02:09",33.828000000000003,31.437999999999999,32.167000000000002,25.613,"00:02:09",25.530999999999999,25.478999999999999,25.271000000000001,25.161000000000001,"00:02:09",58.704999999999998,49.863,52.158000000000001,27.946999999999999,"00:02:09",83.385999999999996,67.03,68.369,29.952999999999999,"00:02:09",115.89700000000001,94.647999999999996,93.290999999999997,33.317999999999998]
["00:02:10",24.571999999999999,24.600999999999999,24.491,24.513000000000002,"00:02:10",24.719000000000001,24.751999999999999,24.597999999999999,24.506,"00:02:10",24.919,24.978000000000002,24.783000000000001,24.492000000000001,"00:02:10",25.18,25.265000000000001,25.021999999999998,24.544,0.54500000000000171,0.44999999999999929,0.42199999999999704,"00:02:10",23.446999999999999,23.501999999999999,23.228000000000002,22.972000000000001,"00:02:10",23.952000000000002,23.942,23.524999999999999,23.061,"00:02:10",24.184000000000001,24.167000000000002,23.689,23.093,"00:02:10",24.92,24.949000000000002,24.181999999999999,23.087,"00:02:10",24.212,24.082999999999998,23.792000000000002,23.085999999999999,"00:02:10",25.738,25.565000000000001,25.329000000000001,23.225000000000001,"00:02:10",26.667000000000002,26.417000000000002,26.173999999999999,23.459,"00:02:10",27.452000000000002,27.172000000000001,26.93,23.515000000000001,"00:02:10",28.132999999999999,27.849,27.547999999999998,23.622,"00:02:10",29.062000000000001,28.657,28.521000000000001,23.579000000000001,"00:02:10",33.676000000000002,32.131999999999998,33.359000000000002,24.864000000000001,"00:02:10",36.146000000000001,34.006999999999998,35.915999999999997,24.97,"00:02:10",38.817,36.094999999999999,38.340000000000003,25.146999999999998,"00:02:10",24.951000000000001,24.719000000000001,24.66,24.16,"00:02:10",24.198,24.152000000000001,24.076000000000001,23.141999999999999,"00:02:10",23.864000000000001,23.795999999999999,23.666,23.138000000000002,"00:02:10",28.991,28.827000000000002,30.09,23.183,"00:02:10",34.890999999999998,34.076000000000001,37.177,23.195,null,null,null,null,null,"00:02:10",67.608999999999995,37.277999999999999,76.489000000000004,23.276,"00:02:10",66.040000000000006,66.805000000000007,76.658000000000001,23.437000000000001,"00:02:10",80.759,84.733999999999995,92.75,29.788,"00:02:10",43.1,42.113999999999997,41.326999999999998,25.344999999999999,"00:02:10",25.704999999999998,25.643000000000001,25.425999999999998,24.966000000000001,"00:02:10",26.369,26.137,25.931000000000001,25.257000000000001,"00:02:10",27.527999999999999,26.917000000000002,26.66,25.077999999999999,"00:02:10",29.885000000000002,28.524000000000001,28.210999999999999,25.274999999999999,"00:02:10",32.933999999999997,30.762,30.324999999999999,25.295000000000002,"00:02:10",36.847999999999999,33.883000000000003,32.79,25.417999999999999,"00:02:10",41.767000000000003,37.796999999999997,35.856999999999999,25.882999999999999,"00:02:10",50.704999999999998,43.548000000000002,40.497999999999998,25.835999999999999,"00:02:10",73.807000000000002,63.615000000000002,56.098999999999997,28.684000000000001,"00:02:10",82.905000000000001,72.331000000000003,63.554000000000002,28.664999999999999,"00:02:10",93.488,84.09,71.617999999999995,29.74,"00:02:10",102.599,92.122,80.540999999999997,30.63,null,null,null,null,null,null,null,null,null,null,null,null,null,null,null,null,null,null,null,null,null,null,null,"00:02:10",26.632999999999999,26.372,26.199000000000002,25.628,"00:02:10",27.847999999999999,27.321999999999999,27.329000000000001,25.416,"00:02:10",33.845999999999997,31.446000000000002,32.180999999999997,25.617000000000001,"00:02:10",25.521999999999998,25.474,25.257000000000001,25.157,"00:02:10",58.792000000000002,49.923000000000002,52.311999999999998,27.893999999999998,"00:02:10",83.4,67.046999999999997,68.38,29.997,"00:02:10",115.95099999999999,95.007999999999996,93.290999999999997,33.295999999999999]
["00:02:11",24.571999999999999,24.594000000000001,24.486999999999998,24.513000000000002,"00:02:11",24.719000000000001,24.753,24.602,24.498999999999999,"00:02:11",24.919,24.984999999999999,24.788,24.494,"00:02:11",25.181999999999999,25.266999999999999,25.016999999999999,24.544,0.5470000000000006,0.45199999999999818,0.41699999999999804,"00:02:11",23.45,23.506,23.228000000000002,22.965,"00:02:11",23.957000000000001,23.948,23.524999999999999,23.062999999999999,"00:02:11",24.199000000000002,24.192,23.702000000000002,23.094999999999999,"00:02:11",24.927,24.957000000000001,24.190999999999999,23.085999999999999,"00:02:11",24.260999999999999,24.135000000000002,23.84,23.085999999999999,"00:02:11",25.76,25.584,25.356000000000002,23.236000000000001,"00:02:11",26.678000000000001,26.420999999999999,26.178000000000001,23.451000000000001,"00:02:11",27.466999999999999,27.187999999999999,26.940999999999999,23.53,"00:02:11",28.151,27.872,27.562999999999999,23.614999999999998,"00:02:11",29.099,28.696999999999999,28.553999999999998,23.594000000000001,"00:02:11",33.695,32.139000000000003,33.374000000000002,24.870999999999999,"00:02:11",36.170999999999999,34.015000000000001,35.930999999999997,24.988,"00:02:11",38.838999999999999,36.11,38.362000000000002,25.146999999999998,"00:02:11",24.954999999999998,24.719000000000001,24.657,24.164000000000001,"00:02:11",24.199000000000002,24.152000000000001,24.071000000000002,23.143999999999998,"00:02:11",23.866,23.792999999999999,23.664000000000001,23.14,"00:02:11",28.978999999999999,28.818000000000001,30.074999999999999,23.17,"00:02:11",34.890999999999998,34.094999999999999,37.188000000000002,23.198,null,null,null,null,null,"00:02:11",67.67,37.686,76.507000000000005,23.28,"00:02:11",66.069000000000003,66.771000000000001,76.667000000000002,23.434999999999999,"00:02:11",80.734999999999999,84.866,92.849000000000004,29.734999999999999,"00:02:11",46.945,45.393000000000001,45.076000000000001,25.405999999999999,"00:02:11",25.702000000000002,25.646000000000001,25.437000000000001,24.972999999999999,"00:02:11",26.372,26.140999999999998,25.927,25.265000000000001,"00:02:11",27.539000000000001,26.928999999999998,26.667000000000002,25.085000000000001,"00:02:11",29.885000000000002,28.527999999999999,28.222000000000001,25.271000000000001,"00:02:11",32.93,30.765999999999998,30.335999999999999,25.298999999999999,"00:02:11",36.851999999999997,33.923000000000002,32.808,25.417999999999999,"00:02:11",41.774000000000001,37.777999999999999,35.869,25.879000000000001,"00:02:11",50.719000000000001,43.588000000000001,40.517000000000003,25.821000000000002,"00:02:11",73.778999999999996,63.572000000000003,56.033999999999999,28.817,"00:02:11",82.707999999999998,72.346000000000004,63.615000000000002,28.831,"00:02:11",93.47,84.078999999999994,71.635999999999996,29.751000000000001,"00:02:11",102.55500000000001,92.259,80.534000000000006,30.888000000000002,null,null,null,null,null,null,null,null,null,null,null,null,null,null,null,null,null,null,null,null,null,null,null,"00:02:11",26.629000000000001,26.376000000000001,26.199000000000002,25.594999999999999,"00:02:11",27.85,27.341999999999999,27.35,25.428999999999998,"00:02:11",33.911999999999999,31.477,32.228999999999999,25.643000000000001,"00:02:11",25.521999999999998,25.474,25.263999999999999,25.164999999999999,"00:02:11",58.838999999999999,49.963000000000001,52.395000000000003,27.898,"00:02:11",83.424000000000007,67.075000000000003,68.331000000000003,30.004999999999999,"00:02:11",116.01300000000001,95.311000000000007,93.396000000000001,33.194000000000003]
["00:02:12",24.58,24.602,24.498999999999999,24.516999999999999,"00:02:12",24.718,24.753,24.602,24.506,"00:02:12",24.920999999999999,24.981999999999999,24.788,24.489000000000001,"00:02:12",25.187999999999999,25.271000000000001,25.021999999999998,24.547999999999998,0.55100000000000193,0.45799999999999841,0.42199999999999704,"00:02:12",23.449000000000002,23.506,23.228000000000002,22.960999999999999,"00:02:12",23.957999999999998,23.95,23.530999999999999,23.064,"00:02:12",24.21,24.196999999999999,23.707999999999998,23.106999999999999,"00:02:12",24.922000000000001,24.957000000000001,24.196999999999999,23.088000000000001,"00:02:12",24.303999999999998,24.172000000000001,23.885999999999999,23.079000000000001,"00:02:12",25.774999999999999,25.599,25.363,23.233000000000001,"00:02:12",26.681999999999999,26.428000000000001,26.189,23.448,"00:02:12",27.463999999999999,27.18,26.940999999999999,23.545000000000002,"00:02:12",28.158999999999999,27.867999999999999,27.565999999999999,23.608000000000001,"00:02:12",29.154,28.731000000000002,28.591000000000001,23.594000000000001,"00:02:12",33.72,32.161000000000001,33.393000000000001,24.89,"00:02:12",36.182000000000002,34.018000000000001,35.945999999999998,24.989000000000001,"00:02:12",38.85,36.113999999999997,38.380000000000003,25.151,"00:02:12",24.966000000000001,24.727,24.652999999999999,24.16,"00:02:12",24.192,24.15,24.068999999999999,23.138000000000002,"00:02:12",23.866,23.792999999999999,23.658999999999999,23.14,"00:02:12",28.984999999999999,28.809000000000001,30.081,23.17,"00:02:12",34.890999999999998,34.109000000000002,37.180999999999997,23.195,null,null,null,null,null,"00:02:12",67.721999999999994,38.031999999999996,76.525000000000006,23.271000000000001,"00:02:12",66.102999999999994,66.712000000000003,76.674000000000007,23.442,"00:02:12",80.765000000000001,85.307000000000002,92.921000000000006,29.635000000000002,"00:02:12",49.787999999999997,47.67,47.844000000000001,25.498000000000001,"00:02:12",25.72,25.658000000000001,25.448,24.977,"00:02:12",26.382999999999999,26.143999999999998,25.931000000000001,25.257999999999999,"00:02:12",27.542999999999999,26.925000000000001,26.66,25.081,"00:02:12",29.888999999999999,28.542000000000002,28.225999999999999,25.283000000000001,"00:02:12",32.941000000000003,30.751000000000001,30.350999999999999,25.317,"00:02:12",36.859000000000002,33.965000000000003,32.819000000000003,25.422000000000001,"00:02:12",41.767000000000003,37.768000000000001,35.872999999999998,25.876000000000001,"00:02:12",50.756,43.646000000000001,40.514000000000003,25.789000000000001,"00:02:12",73.814999999999998,63.648000000000003,55.973999999999997,28.762,"00:02:12",82.513999999999996,72.087999999999994,63.72,28.931000000000001,"00:02:12",93.51,84.100999999999999,71.691000000000003,29.527000000000001,"00:02:12",102.41500000000001,92.569000000000003,80.495000000000005,30.838000000000001,null,null,null,null,null,null,null,null,null,null,null,null,null,null,null,null,null,null,null,null,null,null,null,"00:02:12",26.632999999999999,26.379000000000001,26.195,25.584,"00:02:12",27.841000000000001,27.352,27.366,25.434999999999999,"00:02:12",33.956000000000003,31.471,32.24,25.664999999999999,"00:02:12",25.521999999999998,25.474,25.271999999999998,25.167000000000002,"00:02:12",58.915999999999997,49.997,52.451000000000001,27.994,"00:02:12",83.453999999999994,67.087000000000003,68.387,30.041,"00:02:12",116.021,95.411000000000001,93.593999999999994,33.186999999999998]
["00:02:13",24.58,24.609000000000002,24.495000000000001,24.521000000000001,"00:02:13",24.725999999999999,24.754999999999999,24.594999999999999,24.51,"00:02:13",24.919,24.972999999999999,24.783000000000001,24.483000000000001,"00:02:13",25.184000000000001,25.273,25.021000000000001,24.539000000000001,0.55300000000000082,0.45400000000000063,0.42099999999999937,"00:02:13",23.451000000000001,23.504000000000001,23.222999999999999,22.963999999999999,"00:02:13",23.956,23.957999999999998,23.533000000000001,23.065999999999999,"00:02:13",24.231000000000002,24.225000000000001,23.722999999999999,23.106999999999999,"00:02:13",24.928000000000001,24.95,24.195,23.088000000000001,"00:02:13",24.352,24.22,23.933,23.077000000000002,"00:02:13",25.786000000000001,25.613,25.370999999999999,23.236999999999998,"00:02:13",26.693000000000001,26.436,26.196999999999999,23.463000000000001,"00:02:13",27.481999999999999,27.202999999999999,26.956,23.556000000000001,"00:02:13",28.163,27.879000000000001,27.57,23.626000000000001,"00:02:13",29.187000000000001,28.757000000000001,28.62,23.584,"00:02:13",33.716999999999999,32.154000000000003,33.4,24.882999999999999,"00:02:13",36.212000000000003,34.043999999999997,35.970999999999997,24.963000000000001,"00:02:13",38.869,36.128999999999998,38.395000000000003,25.177,"00:02:13",24.959,24.716000000000001,24.646000000000001,24.138000000000002,"00:02:13",24.187000000000001,24.143000000000001,24.067,23.135999999999999,"00:02:13",23.867000000000001,23.791,23.657,23.14,"00:02:13",28.98,28.809000000000001,30.09,23.173999999999999,"00:02:13",34.898000000000003,34.133000000000003,37.186,23.196999999999999,null,null,null,null,null,"00:02:13",67.748999999999995,37.933999999999997,76.554000000000002,23.271000000000001,"00:02:13",66.108000000000004,66.662999999999997,76.643000000000001,23.439,"00:02:13",80.805000000000007,85.965000000000003,92.93,29.663,"00:02:13",52.561999999999998,49.744999999999997,50.515000000000001,25.548999999999999,"00:02:13",25.724,25.661000000000001,25.454999999999998,24.977,"00:02:13",26.369,26.132999999999999,25.927,25.268999999999998,"00:02:13",27.539000000000001,26.928999999999998,26.664000000000001,25.077999999999999,"00:02:13",29.907,28.545999999999999,28.236999999999998,25.286000000000001,"00:02:13",32.933999999999997,30.736999999999998,30.358000000000001,25.312999999999999,"00:02:13",36.859000000000002,33.991999999999997,32.83,25.417999999999999,"00:02:13",41.756,37.758000000000003,35.862000000000002,25.861000000000001,"00:02:13",50.804000000000002,43.610999999999997,40.533000000000001,25.9,"00:02:13",73.837000000000003,63.601999999999997,55.933999999999997,28.640999999999998,"00:02:13",82.481999999999999,72.11,63.759,28.882999999999999,"00:02:13",93.453000000000003,84.198999999999998,71.751999999999995,29.727,"00:02:13",102.239,92.334999999999994,80.483999999999995,31.239000000000001,null,null,null,null,null,null,null,null,null,null,null,null,null,null,null,null,null,null,null,null,null,null,null,"00:02:13",26.629000000000001,26.372,26.195,25.559000000000001,"00:02:13",27.83,27.352,27.366,25.427,"00:02:13",33.973999999999997,31.452999999999999,32.262,25.684000000000001,"00:02:13",25.518000000000001,25.478000000000002,25.268000000000001,25.157,"00:02:13",58.944000000000003,49.999000000000002,52.427,28.038,"00:02:13",83.468999999999994,67.08,68.465999999999994,30.056000000000001,"00:02:13",116.032,95.587999999999994,93.864000000000004,33.216000000000001]
["00:02:14",24.576000000000001,24.602,24.498999999999999,24.506,"00:02:14",24.72,24.745999999999999,24.599,24.503,"00:02:14",24.911999999999999,24.972999999999999,24.774000000000001,24.484999999999999,"00:02:14",25.181000000000001,25.268999999999998,25.018999999999998,24.535,0.54899999999999949,0.45100000000000051,0.41899999999999693,"00:02:14",23.452999999999999,23.507000000000001,23.233000000000001,22.963999999999999,"00:02:14",23.966000000000001,23.957999999999998,23.533000000000001,23.07,"00:02:14",24.242000000000001,24.236999999999998,23.733000000000001,23.113,"00:02:14",24.931000000000001,24.954999999999998,24.199000000000002,23.094000000000001,"00:02:14",24.393999999999998,24.254999999999999,23.971,23.074000000000002,"00:02:14",25.809000000000001,25.628,25.388999999999999,23.236999999999998,"00:02:14",26.701000000000001,26.44,26.2,23.47,"00:02:14",27.49,27.202999999999999,26.942,23.553000000000001,"00:02:14",28.184999999999999,27.898,27.588999999999999,23.640999999999998,"00:02:14",29.234999999999999,28.786000000000001,28.646000000000001,23.576000000000001,"00:02:14",33.735999999999997,32.164999999999999,33.411000000000001,24.890999999999998,"00:02:14",36.207999999999998,34.033000000000001,35.972000000000001,24.922999999999998,"00:02:14",38.887,36.146999999999998,38.409999999999997,25.17,"00:02:14",24.954999999999998,24.722999999999999,24.657,24.152999999999999,"00:02:14",24.190999999999999,24.146000000000001,24.065000000000001,23.129000000000001,"00:02:14",23.867000000000001,23.792999999999999,23.657,23.138000000000002,"00:02:14",28.984000000000002,28.809000000000001,30.085999999999999,23.181000000000001,"00:02:14",34.902000000000001,34.142000000000003,37.197000000000003,23.202000000000002,null,null,null,null,null,"00:02:14",67.763000000000005,37.838999999999999,76.597999999999999,23.273,"00:02:14",66.093999999999994,66.617999999999995,76.626000000000005,23.446000000000002,"00:02:14",80.739000000000004,85.948999999999998,92.956000000000003,29.72,"00:02:14",56.140999999999998,52.261000000000003,53.912999999999997,25.64,"00:02:14",25.731000000000002,25.669,25.454999999999998,24.988,"00:02:14",26.364999999999998,26.13,25.931000000000001,25.257999999999999,"00:02:14",27.542999999999999,26.925000000000001,26.66,25.085000000000001,"00:02:14",29.911000000000001,28.539000000000001,28.241,25.283000000000001,"00:02:14",32.923000000000002,30.725999999999999,30.353999999999999,25.321000000000002,"00:02:14",36.869999999999997,33.999000000000002,32.826000000000001,25.428999999999998,"00:02:14",41.744999999999997,37.764000000000003,35.837000000000003,25.838999999999999,"00:02:14",50.822000000000003,43.578000000000003,40.536999999999999,25.966999999999999,"00:02:14",73.808999999999997,63.286000000000001,55.877000000000002,28.530999999999999,"00:02:14",82.536000000000001,72.432000000000002,63.856999999999999,28.895,"00:02:14",93.453000000000003,84.478999999999999,71.760000000000005,29.789000000000001,"00:02:14",102.181,91.882000000000005,80.495000000000005,31.236000000000001,null,null,null,null,null,null,null,null,null,null,null,null,null,null,null,null,null,null,null,null,null,null,null,"00:02:14",26.637,26.367999999999999,26.195,25.550999999999998,"00:02:14",27.838000000000001,27.378,27.407,25.454999999999998,"00:02:14",33.982999999999997,31.393000000000001,32.262,25.7,"00:02:14",25.518000000000001,25.466999999999999,25.271999999999998,25.164999999999999,"00:02:14",58.951000000000001,49.988,52.387999999999998,27.994,"00:02:14",83.521000000000001,67.144999999999996,68.531000000000006,30.07,"00:02:14",116.024,95.594999999999999,93.921999999999997,33.357999999999997]
["00:02:15",24.573,24.599,24.492000000000001,24.510999999999999,"00:02:15",24.716999999999999,24.754000000000001,24.599,24.510999999999999,"00:02:15",24.914000000000001,24.972999999999999,24.777999999999999,24.486000000000001,"00:02:15",25.175999999999998,25.263999999999999,25.01,24.539000000000001,0.54400000000000048,0.44599999999999795,0.41000000000000014,"00:02:15",23.45,23.507000000000001,23.231000000000002,22.957000000000001,"00:02:15",23.972999999999999,23.963999999999999,23.541,23.071999999999999,"00:02:15",24.25,24.242000000000001,23.734999999999999,23.102,"00:02:15",24.934000000000001,24.963000000000001,24.198,23.103000000000002,"00:02:15",24.448,24.314,24.021000000000001,23.07,"00:02:15",25.823,25.638999999999999,25.4,23.236999999999998,"00:02:15",26.719000000000001,26.451000000000001,26.212,23.478000000000002,"00:02:15",27.497,27.21,26.949000000000002,23.56,"00:02:15",28.196000000000002,27.893999999999998,27.588999999999999,23.637,"00:02:15",29.276,28.818999999999999,28.672000000000001,23.568999999999999,"00:02:15",33.747,32.173000000000002,33.426000000000002,24.898,"00:02:15",36.22,34.040999999999997,35.982999999999997,24.896999999999998,"00:02:15",38.893999999999998,36.155000000000001,38.423999999999999,25.173999999999999,"00:02:15",24.952000000000002,24.727,24.646000000000001,24.141999999999999,"00:02:15",24.192,24.148,24.068999999999999,23.138000000000002,"00:02:15",23.869,23.795000000000002,23.658999999999999,23.143999999999998,"00:02:15",28.995999999999999,28.815999999999999,30.103000000000002,23.18,"00:02:15",34.917000000000002,34.151000000000003,37.206000000000003,23.204000000000001,null,null,null,null,null,"00:02:15",67.734999999999999,38.061,76.638000000000005,23.273,"00:02:15",66.097999999999999,66.629000000000005,76.602000000000004,23.445,"00:02:15",80.668999999999997,85.501999999999995,92.998999999999995,29.748000000000001,"00:02:15",58.737000000000002,54.094000000000001,56.344999999999999,25.859000000000002,"00:02:15",25.728000000000002,25.669,25.452000000000002,24.981000000000002,"00:02:15",26.376000000000001,26.140999999999998,25.927,25.260999999999999,"00:02:15",27.542999999999999,26.928999999999998,26.664000000000001,25.082000000000001,"00:02:15",29.911000000000001,28.545999999999999,28.248000000000001,25.282,"00:02:15",32.918999999999997,30.74,30.358000000000001,25.347000000000001,"00:02:15",36.865000000000002,33.994999999999997,32.826000000000001,25.422999999999998,"00:02:15",41.73,37.753,35.799999999999997,25.802,"00:02:15",50.859000000000002,43.527999999999999,40.552,26.007999999999999,"00:02:15",73.745000000000005,63.082000000000001,55.896000000000001,28.542999999999999,"00:02:15",82.572999999999993,72.3,63.896999999999998,28.847000000000001,"00:02:15",93.569000000000003,84.674000000000007,71.730999999999995,29.966999999999999,"00:02:15",101.965,91.3,80.516999999999996,31.109000000000002,null,null,null,null,null,null,null,null,null,null,null,null,null,null,null,null,null,null,null,null,null,null,null,"00:02:15",26.632999999999999,26.372,26.187999999999999,25.547999999999998,"00:02:15",27.849,27.381,27.433,25.460999999999999,"00:02:15",33.981999999999999,31.38,32.265999999999998,25.695,"00:02:15",25.59,25.524000000000001,25.353000000000002,25.158999999999999,"00:02:15",58.936,49.956000000000003,52.289000000000001,27.983000000000001,"00:02:15",83.572999999999993,67.188000000000002,68.623999999999995,30.120999999999999,"00:02:15",116.003,95.581000000000003,93.903999999999996,33.299999999999997]
["00:02:16",24.573,24.594999999999999,24.489000000000001,24.507000000000001,"00:02:16",24.716999999999999,24.747,24.591999999999999,24.495000000000001,"00:02:16",24.92,24.978999999999999,24.786000000000001,24.492999999999999,"00:02:16",25.178000000000001,25.263999999999999,25.007999999999999,24.533999999999999,0.54400000000000048,0.4480000000000004,0.4079999999999977,"00:02:16",23.465,23.515999999999998,23.245999999999999,22.974,"00:02:16",23.968,23.952999999999999,23.538,23.067,"00:02:16",24.248000000000001,24.239000000000001,23.734999999999999,23.093,"00:02:16",24.939,24.966999999999999,24.202000000000002,23.105,"00:02:16",24.495999999999999,24.356000000000002,24.058,23.065000000000001,"00:02:16",25.853000000000002,25.669,25.414999999999999,23.244,"00:02:16",26.722999999999999,26.457999999999998,26.216000000000001,23.481999999999999,"00:02:16",27.504999999999999,27.222000000000001,26.963999999999999,23.561,"00:02:16",28.210999999999999,27.913,27.596,23.645,"00:02:16",29.309000000000001,28.849,28.695,23.573,"00:02:16",33.758000000000003,32.18,33.433999999999997,24.895,"00:02:16",36.238,34.045000000000002,35.994,24.882999999999999,"00:02:16",38.908999999999999,36.158999999999999,38.439,25.193000000000001,"00:02:16",24.956,24.731000000000002,24.654,24.15,"00:02:16",24.189,24.145,24.065000000000001,23.131,"00:02:16",23.864999999999998,23.795000000000002,23.661000000000001,23.14,"00:02:16",28.998999999999999,28.815000000000001,30.106999999999999,23.181999999999999,"00:02:16",34.92,34.152999999999999,37.216999999999999,23.21,null,null,null,null,null,"00:02:16",67.685000000000002,38.543999999999997,76.676000000000002,23.268000000000001,"00:02:16",66.117999999999995,66.665000000000006,76.582999999999998,23.443000000000001,"00:02:16",80.638999999999996,85.076999999999998,93.01,29.832999999999998,"00:02:16",61.219000000000001,55.966000000000001,58.643999999999998,26.123999999999999,"00:02:16",25.734999999999999,25.666,25.459,24.992000000000001,"00:02:16",26.364999999999998,26.132999999999999,25.931000000000001,25.254000000000001,"00:02:16",27.547000000000001,26.928999999999998,26.664000000000001,25.074000000000002,"00:02:16",29.914999999999999,28.542000000000002,28.244,25.271000000000001,"00:02:16",32.926000000000002,30.762,30.350999999999999,25.35,"00:02:16",36.856000000000002,33.973999999999997,32.83,25.414999999999999,"00:02:16",41.726999999999997,37.737000000000002,35.795000000000002,25.792999999999999,"00:02:16",50.899000000000001,43.514000000000003,40.585000000000001,25.957000000000001,"00:02:16",73.673000000000002,63.031999999999996,55.899000000000001,28.623999999999999,"00:02:16",82.611999999999995,72.215000000000003,63.904000000000003,28.73,"00:02:16",93.680999999999997,84.691999999999993,71.703000000000003,29.893000000000001,"00:02:16",101.782,90.957999999999998,80.518000000000001,31.356999999999999,null,null,null,null,null,null,null,null,null,null,null,null,null,null,null,null,null,null,null,null,null,null,null,"00:02:16",26.63,26.367999999999999,26.187999999999999,25.559000000000001,"00:02:16",27.864000000000001,27.382000000000001,27.451000000000001,25.465,"00:02:16",33.993000000000002,31.388000000000002,32.265999999999998,25.698,"00:02:16",25.765000000000001,25.646999999999998,25.504000000000001,25.15,"00:02:16",58.944000000000003,49.923000000000002,52.235999999999997,28.001000000000001,"00:02:16",83.608999999999995,67.212999999999994,68.736000000000004,30.129000000000001,"00:02:16",116.01,95.387,93.971999999999994,33.311]
["00:02:17",24.577000000000002,24.591999999999999,24.495999999999999,24.507000000000001,"00:02:17",24.713999999999999,24.742999999999999,24.6,24.504000000000001,"00:02:17",24.925999999999998,24.984999999999999,24.791,24.495000000000001,"00:02:17",25.181999999999999,25.271999999999998,25.015999999999998,24.536000000000001,0.5519999999999996,0.45199999999999818,0.41599999999999682,"00:02:17",23.465,23.516999999999999,23.248000000000001,22.975999999999999,"00:02:17",23.965,23.95,23.530999999999999,23.071000000000002,"00:02:17",24.259,24.257999999999999,23.744,23.102,"00:02:17",24.949000000000002,24.972999999999999,24.209,23.106999999999999,"00:02:17",24.539000000000001,24.404,24.108000000000001,23.076000000000001,"00:02:17",25.864000000000001,25.684000000000001,25.434000000000001,23.248000000000001,"00:02:17",26.72,26.466000000000001,26.212,23.466999999999999,"00:02:17",27.504999999999999,27.218,26.960999999999999,23.565000000000001,"00:02:17",28.222000000000001,27.92,27.603999999999999,23.66,"00:02:17",29.35,28.875,28.724,23.58,"00:02:17",33.762,32.188000000000002,33.441000000000003,24.88,"00:02:17",36.244999999999997,34.055999999999997,36.009,24.879000000000001,"00:02:17",38.935000000000002,36.173000000000002,38.457999999999998,25.222000000000001,"00:02:17",24.956,24.709,24.635999999999999,24.154,"00:02:17",24.183,24.138999999999999,24.065999999999999,23.126999999999999,"00:02:17",23.872,23.797000000000001,23.663,23.138000000000002,"00:02:17",28.992999999999999,28.806999999999999,30.106999999999999,23.178000000000001,"00:02:17",34.918999999999997,34.171999999999997,37.222999999999999,23.21,null,null,null,null,null,"00:02:17",67.632999999999996,38.857999999999997,76.69,23.277000000000001,"00:02:17",66.13,66.600999999999999,76.563000000000002,23.437000000000001,"00:02:17",80.602999999999994,84.763999999999996,92.992000000000004,29.902999999999999,"00:02:17",64.372,58.148000000000003,61.508000000000003,26.361999999999998,"00:02:17",25.731999999999999,25.672999999999998,25.463000000000001,24.981000000000002,"00:02:17",26.376000000000001,26.132999999999999,25.927,25.254000000000001,"00:02:17",27.553999999999998,26.928999999999998,26.664000000000001,25.082000000000001,"00:02:17",29.904,28.542000000000002,28.241,25.274999999999999,"00:02:17",32.911999999999999,30.780999999999999,30.347000000000001,25.361000000000001,"00:02:17",36.869999999999997,33.951999999999998,32.83,25.411000000000001,"00:02:17",41.719000000000001,37.746000000000002,35.796999999999997,25.786999999999999,"00:02:17",50.902999999999999,43.503999999999998,40.593000000000004,25.972000000000001,"00:02:17",73.563000000000002,63.107999999999997,55.965000000000003,28.911000000000001,"00:02:17",82.641000000000005,72.287000000000006,63.991,28.649000000000001,null,null,null,null,null,"00:02:17",101.696,90.713999999999999,80.525000000000006,31.478000000000002,null,null,null,null,null,null,null,null,null,null,null,null,null,null,null,null,null,null,null,null,null,null,null,"00:02:17",26.637,26.367999999999999,26.181000000000001,25.57,"00:02:17",27.896999999999998,27.402000000000001,27.47,25.459,"00:02:17",34.021999999999998,31.396999999999998,32.265999999999998,25.686,"00:02:17",25.940999999999999,25.78,25.658000000000001,25.143000000000001,"00:02:17",58.975999999999999,49.92,52.182000000000002,28.004999999999999,"00:02:17",83.756,67.265000000000001,69.012,30.032,"00:02:17",116.09,95.387,94.061999999999998,33.344000000000001]
["00:02:18",24.57,24.603000000000002,24.492999999999999,24.515000000000001,"00:02:18",24.718,24.751000000000001,24.594000000000001,24.498999999999999,"00:02:18",24.923999999999999,24.984999999999999,24.788,24.495999999999999,"00:02:18",25.184000000000001,25.268000000000001,25.018000000000001,24.532,0.54800000000000182,0.45400000000000063,0.41799999999999926,"00:02:18",23.471,23.527999999999999,23.254000000000001,22.974,"00:02:18",23.966999999999999,23.946999999999999,23.536999999999999,23.074999999999999,"00:02:18",24.276,24.273,23.757999999999999,23.103999999999999,"00:02:18",24.949000000000002,24.972999999999999,24.207000000000001,23.111000000000001,"00:02:18",24.585000000000001,24.443000000000001,24.143000000000001,23.067,"00:02:18",25.856999999999999,25.684000000000001,25.43,23.236999999999998,"00:02:18",26.738,26.47,26.227,23.466999999999999,"00:02:18",27.524000000000001,27.228999999999999,26.963999999999999,23.576000000000001,"00:02:18",28.236999999999998,27.92,27.608000000000001,23.66,"00:02:18",29.379000000000001,28.901,28.745999999999999,23.591999999999999,"00:02:18",33.762,32.195999999999998,33.445,24.859000000000002,"00:02:18",36.26,34.063000000000002,36.030999999999999,24.893999999999998,"00:02:18",38.942,36.173999999999999,38.465000000000003,25.193000000000001,"00:02:18",24.940999999999999,24.709,24.635999999999999,24.172000000000001,"00:02:18",24.181999999999999,24.138999999999999,24.058,23.126000000000001,"00:02:18",23.873000000000001,23.798999999999999,23.666,23.141999999999999,"00:02:18",28.99,28.806000000000001,30.111999999999998,23.175999999999998,"00:02:18",34.905999999999999,34.180999999999997,37.225000000000001,23.207999999999998,null,null,null,null,null,"00:02:18",67.594999999999999,38.795999999999999,76.715000000000003,23.273,"00:02:18",66.144999999999996,66.472999999999999,76.572000000000003,23.440999999999999,"00:02:18",80.59,84.563999999999993,92.984999999999999,30.027999999999999,"00:02:18",66.629000000000005,59.777000000000001,63.500999999999998,26.353000000000002,"00:02:18",25.736000000000001,25.677,25.463000000000001,24.984999999999999,"00:02:18",26.364999999999998,26.140999999999998,25.928000000000001,25.262,"00:02:18",27.550999999999998,26.936,26.667999999999999,25.082000000000001,"00:02:18",29.904,28.539000000000001,28.241,25.26,"00:02:18",32.911999999999999,30.773,30.343,25.376000000000001,"00:02:18",36.856000000000002,33.918999999999997,32.822000000000003,25.405000000000001,"00:02:18",41.738,37.796999999999997,35.799999999999997,25.831,"00:02:18",50.917999999999999,43.497,40.593000000000004,26.042000000000002,"00:02:18",73.513000000000005,63.173000000000002,56.027000000000001,28.940999999999999,"00:02:18",82.757000000000005,72.14,64.045000000000002,28.661000000000001,null,null,null,null,null,"00:02:18",101.67100000000001,90.631,80.504000000000005,31.390999999999998,null,null,null,null,null,null,null,null,null,null,null,null,null,null,null,null,null,null,null,null,null,null,null,"00:02:18",26.632999999999999,26.372,26.181000000000001,25.585000000000001,"00:02:18",27.919,27.4,27.481000000000002,25.457000000000001,"00:02:18",34.033000000000001,31.413,32.255000000000003,25.684000000000001,"00:02:18",26.629000000000001,26.311,26.285,25.123000000000001,"00:02:18",59.033999999999999,49.927,51.988,28.030999999999999,"00:02:18",83.825000000000003,67.296000000000006,69.209999999999994,29.968,"00:02:18",116.134,95.488,94.087999999999994,33.392000000000003]
["00:02:19",24.582000000000001,24.603999999999999,24.486000000000001,24.507999999999999,"00:02:19",24.718,24.748999999999999,24.594999999999999,24.501000000000001,"00:02:19",24.923999999999999,24.984999999999999,24.794,24.498000000000001,"00:02:19",25.184000000000001,25.274000000000001,25.02,24.538,0.55400000000000205,0.45400000000000063,0.41999999999999815,"00:02:19",23.469000000000001,23.518999999999998,23.247,22.971,"00:02:19",23.966999999999999,23.952999999999999,23.533000000000001,23.081,"00:02:19",24.28,24.277000000000001,23.76,23.100999999999999,"00:02:19",24.951000000000001,24.977,24.209,23.106000000000002,"00:02:19",24.631,24.492999999999999,24.19,23.077000000000002,"00:02:19",25.887,25.699000000000002,25.440999999999999,23.234000000000002,"00:02:19",26.745999999999999,26.474,26.222999999999999,23.463999999999999,"00:02:19",27.524000000000001,27.233000000000001,26.972000000000001,23.568999999999999,"00:02:19",28.241,27.928000000000001,27.611999999999998,23.655999999999999,"00:02:19",29.408999999999999,28.937999999999999,28.776,23.603000000000002,"00:02:19",33.780999999999999,32.198999999999998,33.466999999999999,24.859000000000002,"00:02:19",36.271000000000001,34.06,36.027000000000001,24.88,"00:02:19",38.972000000000001,36.185000000000002,38.472999999999999,25.170999999999999,"00:02:19",24.927,24.713000000000001,24.629000000000001,24.172999999999998,"00:02:19",24.190999999999999,24.146999999999998,24.068000000000001,23.131,"00:02:19",23.870999999999999,23.800999999999998,23.664999999999999,23.143999999999998,"00:02:19",28.988,28.806000000000001,30.111000000000001,23.175999999999998,"00:02:19",34.912999999999997,34.186,37.234000000000002,23.202999999999999,null,null,null,null,null,"00:02:19",67.578999999999994,38.628,76.745999999999995,23.27,"00:02:19",66.135999999999996,66.387,76.572000000000003,23.445,"00:02:19",80.572999999999993,84.430999999999997,93.022000000000006,30.07,"00:02:19",68.762,61.146000000000001,65.367000000000004,26.59,"00:02:19",25.747,25.677,25.463000000000001,24.989000000000001,"00:02:19",26.361999999999998,26.137,25.928000000000001,25.265000000000001,"00:02:19",27.553999999999998,26.936,26.667999999999999,25.088999999999999,"00:02:19",29.907,28.539000000000001,28.233000000000001,25.26,"00:02:19",32.911999999999999,30.754999999999999,30.34,25.38,"00:02:19",36.841000000000001,33.893999999999998,32.811,25.385000000000002,"00:02:19",41.756,37.837000000000003,35.823999999999998,25.861000000000001,"00:02:19",50.94,43.533999999999999,40.619,25.984000000000002,"00:02:19",73.498999999999995,63.231000000000002,56.009,28.853000000000002,"00:02:19",82.775000000000006,72.025999999999996,64.052000000000007,28.65,null,null,null,null,null,"00:02:19",101.77200000000001,90.566999999999993,80.486999999999995,31.238,null,null,null,null,null,null,null,null,null,null,null,null,null,null,null,null,null,null,null,null,null,null,null,"00:02:19",26.626000000000001,26.364999999999998,26.172999999999998,25.591999999999999,"00:02:19",27.940999999999999,27.404,27.503,25.460999999999999,"00:02:19",34.029000000000003,31.443000000000001,32.250999999999998,25.677,"00:02:19",27.207000000000001,26.757999999999999,26.821000000000002,25.114000000000001,"00:02:19",59.040999999999997,49.96,51.933,28.009,"00:02:19",83.852999999999994,67.289000000000001,69.263999999999996,29.972000000000001,"00:02:19",116.297,95.656999999999996,93.882999999999996,33.261000000000003]
["00:02:20",24.571000000000002,24.6,24.49,24.507999999999999,"00:02:20",24.718,24.751000000000001,24.603999999999999,24.504999999999999,"00:02:20",24.928000000000001,24.984999999999999,24.789000000000001,24.495999999999999,"00:02:20",25.196999999999999,25.277999999999999,25.02,24.542000000000002,0.55799999999999983,0.46699999999999875,0.41999999999999815,"00:02:20",23.477,23.53,23.248999999999999,22.977,"00:02:20",23.978999999999999,23.966000000000001,23.542999999999999,23.077000000000002,"00:02:20",24.282,24.288,23.771000000000001,23.100999999999999,"00:02:20",24.942,24.975000000000001,24.207999999999998,23.103999999999999,"00:02:20",24.667999999999999,24.527999999999999,24.222999999999999,23.074999999999999,"00:02:20",25.898,25.716999999999999,25.463999999999999,23.238,"00:02:20",26.742000000000001,26.474,26.234999999999999,23.463999999999999,"00:02:20",27.527999999999999,27.233000000000001,26.972000000000001,23.584,"00:02:20",28.259,27.931999999999999,27.619,23.66,"00:02:20",29.446000000000002,28.96,28.783000000000001,23.61,"00:02:20",33.805999999999997,32.220999999999997,33.485999999999997,24.852,"00:02:20",36.274999999999999,34.06,36.042000000000002,24.858000000000001,"00:02:20",38.975999999999999,36.189,38.491,25.16,"00:02:20",24.916,24.713999999999999,24.611000000000001,24.146999999999998,"00:02:20",24.189,24.15,24.071000000000002,23.137,"00:02:20",23.873000000000001,23.800999999999998,23.664999999999999,23.148,"00:02:20",28.997,28.811,30.12,23.186,"00:02:20",34.912999999999997,34.186999999999998,37.249000000000002,23.199000000000002,null,null,null,null,null,"00:02:20",67.552000000000007,38.628999999999998,76.778000000000006,23.274999999999999,"00:02:20",66.122,66.367000000000004,76.58,23.443000000000001,"00:02:20",80.539000000000001,84.462000000000003,93.028999999999996,29.933,"00:02:20",71.498000000000005,62.904000000000003,67.694000000000003,26.669,"00:02:20",25.75,25.677,25.466999999999999,24.981000000000002,"00:02:20",26.376000000000001,26.140999999999998,25.934999999999999,25.265000000000001,"00:02:20",27.558,26.943999999999999,26.678999999999998,25.088999999999999,"00:02:20",29.907,28.539000000000001,28.248000000000001,25.268000000000001,"00:02:20",32.918999999999997,30.748000000000001,30.347000000000001,25.387,"00:02:20",36.847999999999999,33.875,32.811,25.385000000000002,"00:02:20",41.780999999999999,37.872999999999998,35.826000000000001,25.898,"00:02:20",50.941000000000003,43.52,40.622999999999998,26.01,"00:02:20",73.445999999999998,63.335999999999999,55.962000000000003,28.556000000000001,"00:02:20",82.695999999999998,72.040999999999997,64.010000000000005,28.521999999999998,null,null,null,null,null,"00:02:20",101.819,90.686000000000007,80.457999999999998,31.114000000000001,null,null,null,null,null,null,null,null,null,null,null,null,null,null,null,null,null,null,null,null,null,null,null,"00:02:20",26.632999999999999,26.372,26.181000000000001,25.603000000000002,"00:02:20",27.952000000000002,27.376000000000001,27.509,25.445,"00:02:20",34.034999999999997,31.552,32.25,25.689,"00:02:20",27.678000000000001,27.108000000000001,27.244,25.106000000000002,"00:02:20",59.030999999999999,49.981999999999999,51.951999999999998,27.983000000000001,"00:02:20",83.923000000000002,67.230999999999995,69.334999999999994,29.981000000000002,"00:02:20",116.395,95.718000000000004,93.548000000000002,33.283000000000001]
["00:02:21",24.574999999999999,24.600999999999999,24.501000000000001,24.509,"00:02:21",24.728999999999999,24.757000000000001,24.600999999999999,24.507000000000001,"00:02:21",24.925000000000001,24.986000000000001,24.789000000000001,24.495999999999999,"00:02:21",25.193000000000001,25.277999999999999,25.026,24.545999999999999,0.55799999999999983,0.46300000000000097,0.42599999999999838,"00:02:21",23.483000000000001,23.533999999999999,23.251000000000001,22.972999999999999,"00:02:21",23.983000000000001,23.97,23.545000000000002,23.088000000000001,"00:02:21",24.29,24.29,23.768999999999998,23.097999999999999,"00:02:21",24.949000000000002,24.981000000000002,24.212,23.11,"00:02:21",24.702999999999999,24.567,24.256,23.073,"00:02:21",25.92,25.731999999999999,25.466999999999999,23.238,"00:02:21",26.739000000000001,26.478000000000002,26.231000000000002,23.452999999999999,"00:02:21",27.545999999999999,27.241,26.972000000000001,23.587,"00:02:21",28.263000000000002,27.936,27.619,23.649000000000001,"00:02:21",29.483000000000001,28.989000000000001,28.809000000000001,23.614000000000001,"00:02:21",33.820999999999998,32.235999999999997,33.500999999999998,24.859000000000002,"00:02:21",36.29,34.067999999999998,36.052999999999997,24.850999999999999,"00:02:21",38.997999999999998,36.213999999999999,38.499000000000002,25.164000000000001,"00:02:21",24.908999999999999,24.702999999999999,24.603000000000002,24.14,"00:02:21",24.202000000000002,24.155999999999999,24.079000000000001,23.141999999999999,"00:02:21",23.875,23.800999999999998,23.669,23.148,"00:02:21",29.004999999999999,28.81,30.12,23.184000000000001,"00:02:21",34.908000000000001,34.185000000000002,37.26,23.199000000000002,null,null,null,null,null,"00:02:21",67.552000000000007,38.582999999999998,76.811999999999998,23.280999999999999,"00:02:21",66.132000000000005,66.415999999999997,76.628,23.439,"00:02:21",80.528000000000006,84.501000000000005,93.07,29.870999999999999,"00:02:21",73.453999999999994,64.292000000000002,69.304000000000002,26.581,"00:02:21",25.747,25.68,25.471,24.984999999999999,"00:02:21",26.364999999999998,26.13,25.928000000000001,25.262,"00:02:21",27.553999999999998,26.94,26.667999999999999,25.074999999999999,"00:02:21",29.907,28.545999999999999,28.248000000000001,25.26,"00:02:21",32.918999999999997,30.748000000000001,30.347000000000001,25.398,"00:02:21",36.841000000000001,33.860999999999997,32.805999999999997,25.381,"00:02:21",41.795999999999999,37.881,35.826000000000001,25.898,"00:02:21",50.927,43.466000000000001,40.634999999999998,26,"00:02:21",73.427999999999997,63.393000000000001,55.951999999999998,28.427,"00:02:21",82.620999999999995,72.03,63.963000000000001,28.815999999999999,null,null,null,null,null,"00:02:21",101.809,90.96,80.433999999999997,31.038,null,null,null,null,null,null,null,null,null,null,null,null,null,null,null,null,null,null,null,null,null,null,null,"00:02:21",26.632999999999999,26.367999999999999,26.177,25.606999999999999,"00:02:21",27.96,27.36,27.515000000000001,25.443000000000001,"00:02:21",34.026000000000003,31.574000000000002,32.247999999999998,25.699000000000002,"00:02:21",28.946000000000002,28.09,28.4,25.099,"00:02:21",59.033999999999999,50.039000000000001,52.164999999999999,27.95,"00:02:21",83.915000000000006,67.177999999999997,69.364000000000004,29.986999999999998,"00:02:21",116.38800000000001,95.686000000000007,93.343000000000004,33.223999999999997]
["00:02:22",24.579000000000001,24.600999999999999,24.494,24.509,"00:02:22",24.728000000000002,24.763000000000002,24.61,24.510999999999999,"00:02:22",24.917999999999999,24.975000000000001,24.786999999999999,24.492999999999999,"00:02:22",25.187999999999999,25.277999999999999,25.027999999999999,24.545999999999999,0.55799999999999983,0.45799999999999841,0.42799999999999727,"00:02:22",23.494,23.542000000000002,23.253,22.977,"00:02:22",23.986999999999998,23.984999999999999,23.547000000000001,23.091000000000001,"00:02:22",24.295999999999999,24.297999999999998,23.777000000000001,23.1,"00:02:22",24.951000000000001,24.975000000000001,24.213999999999999,23.099,"00:02:22",24.744,24.606000000000002,24.292999999999999,23.076000000000001,"00:02:22",25.931000000000001,25.751000000000001,25.481999999999999,23.248999999999999,"00:02:22",26.757000000000001,26.484999999999999,26.239000000000001,23.452999999999999,"00:02:22",27.547000000000001,27.238,26.969000000000001,23.61,"00:02:22",28.266999999999999,27.946999999999999,27.63,23.664000000000001,"00:02:22",29.518999999999998,29.023,28.827999999999999,23.611000000000001,"00:02:22",33.843000000000004,32.244,33.523000000000003,24.878,"00:02:22",36.301000000000002,34.075000000000003,36.067999999999998,24.855,"00:02:22",39.002000000000002,36.222000000000001,38.512999999999998,25.15,"00:02:22",24.92,24.707000000000001,24.593,24.135999999999999,"00:02:22",24.196999999999999,24.158000000000001,24.073,23.137,"00:02:22",23.873000000000001,23.800999999999998,23.670999999999999,23.152000000000001,"00:02:22",29.007999999999999,28.803999999999998,30.123999999999999,23.181999999999999,"00:02:22",34.911999999999999,34.194000000000003,37.273000000000003,23.201000000000001,null,null,null,null,null,"00:02:22",67.566999999999993,38.345999999999997,76.838999999999999,23.280999999999999,"00:02:22",66.177000000000007,66.52,76.686999999999998,23.440999999999999,"00:02:22",80.471000000000004,84.522999999999996,93.111999999999995,29.838000000000001,"00:02:22",75.31,65.352999999999994,70.819999999999993,26.57,"00:02:22",25.757999999999999,25.681000000000001,25.466999999999999,24.989000000000001,"00:02:22",26.373000000000001,26.145,25.931000000000001,25.262,"00:02:22",27.558,26.943999999999999,26.670999999999999,25.085999999999999,"00:02:22",29.914999999999999,28.55,28.254999999999999,25.26,"00:02:22",32.933999999999997,30.748000000000001,30.350999999999999,25.382999999999999,"00:02:22",36.837000000000003,33.853000000000002,32.801000000000002,25.381,"00:02:22",41.805,37.89,35.826000000000001,25.864000000000001,"00:02:22",50.912999999999997,43.357999999999997,40.646000000000001,25.971,"00:02:22",73.418000000000006,63.466000000000001,55.942,28.59,"00:02:22",82.638999999999996,71.998000000000005,63.912999999999997,28.861000000000001,null,null,null,null,null,"00:02:22",101.73699999999999,91.075999999999993,80.415999999999997,31.577999999999999,null,null,null,null,null,null,null,null,null,null,null,null,null,null,null,null,null,null,null,null,null,null,null,"00:02:22",26.634,26.376000000000001,26.177,25.622,"00:02:22",27.96,27.367000000000001,27.524999999999999,25.443000000000001,"00:02:22",34.026000000000003,31.581,32.247999999999998,25.716999999999999,"00:02:22",29.771999999999998,28.716000000000001,29.143000000000001,25.125,"00:02:22",59.033999999999999,50.054000000000002,52.363,27.954000000000001,"00:02:22",83.906999999999996,67.16,69.346000000000004,30.071000000000002,"00:02:22",116.402,95.718000000000004,93.040999999999997,33.374000000000002]
["00:02:23",24.576000000000001,24.600999999999999,24.498000000000001,24.513000000000002,"00:02:23",24.734999999999999,24.765000000000001,24.609000000000002,24.513000000000002,"00:02:23",24.925000000000001,24.981000000000002,24.786999999999999,24.495000000000001,"00:02:23",25.186,25.28,25.026,24.544,0.56000000000000227,0.45599999999999952,0.42599999999999838,"00:02:23",23.492999999999999,23.545999999999999,23.259,22.978000000000002,"00:02:23",23.978999999999999,23.974,23.545000000000002,23.084,"00:02:23",24.3,24.305,23.779,23.096,"00:02:23",24.957000000000001,24.977,24.213999999999999,23.106000000000002,"00:02:23",24.774000000000001,24.634,24.324999999999999,23.077999999999999,"00:02:23",25.95,25.762,25.497,23.248999999999999,"00:02:23",26.765000000000001,26.5,26.254000000000001,23.468,"00:02:23",27.553999999999998,27.241,26.977,23.61,"00:02:23",28.266999999999999,27.954000000000001,27.645,23.661000000000001,"00:02:23",29.542000000000002,29.045000000000002,28.838999999999999,23.603000000000002,"00:02:23",33.844000000000001,32.244,33.523000000000003,24.904,"00:02:23",36.308999999999997,34.082999999999998,36.079000000000001,24.850999999999999,"00:02:23",39.024000000000001,36.218000000000004,38.521000000000001,25.157,"00:02:23",24.913,24.699000000000002,24.585000000000001,24.129000000000001,"00:02:23",24.196999999999999,24.151,24.071999999999999,23.143000000000001,"00:02:23",23.873000000000001,23.797999999999998,23.661000000000001,23.145,"00:02:23",29.012,28.797000000000001,30.12,23.184000000000001,"00:02:23",34.909999999999997,34.201000000000001,37.289000000000001,23.209,null,null,null,null,null,"00:02:23",67.623000000000005,38.085999999999999,76.840999999999994,23.283000000000001,"00:02:23",66.218999999999994,66.619,76.706999999999994,23.442,"00:02:23",80.363,84.516000000000005,93.123000000000005,29.93,"00:02:23",77.478999999999999,66.596000000000004,72.703999999999994,26.609000000000002,"00:02:23",25.760999999999999,25.687999999999999,25.471,24.995999999999999,"00:02:23",26.366,26.137,25.928000000000001,25.265000000000001,"00:02:23",27.562000000000001,26.943999999999999,26.675000000000001,25.093,"00:02:23",29.911000000000001,28.55,28.259,25.263999999999999,"00:02:23",32.933999999999997,30.754999999999999,30.350999999999999,25.384,"00:02:23",36.837000000000003,33.856999999999999,32.801000000000002,25.385000000000002,"00:02:23",41.805999999999997,37.902000000000001,35.822000000000003,25.835000000000001,"00:02:23",50.905999999999999,43.319000000000003,40.656999999999996,26.082000000000001,"00:02:23",73.379000000000005,63.576999999999998,55.912999999999997,28.701000000000001,"00:02:23",82.643000000000001,71.554000000000002,63.835000000000001,28.861000000000001,null,null,null,null,null,"00:02:23",101.68,91.018000000000001,80.415999999999997,31.651,null,null,null,null,null,null,null,null,null,null,null,null,null,null,null,null,null,null,null,null,null,null,null,"00:02:23",26.634,26.376000000000001,26.184999999999999,25.614000000000001,"00:02:23",27.946999999999999,27.329000000000001,27.5,25.434000000000001,"00:02:23",34.021999999999998,31.585000000000001,32.25,25.734000000000002,"00:02:23",30.332000000000001,29.132000000000001,29.646999999999998,25.120999999999999,"00:02:23",59.037999999999997,50.054000000000002,52.497,27.957999999999998,"00:02:23",83.876999999999995,67.129000000000005,69.3,30.222000000000001,"00:02:23",116.489,95.822999999999993,92.872,33.392000000000003]
["00:02:24",24.576000000000001,24.600999999999999,24.486999999999998,24.506,"00:02:24",24.734000000000002,24.766999999999999,24.605,24.51,"00:02:24",24.931000000000001,24.984000000000002,24.798999999999999,24.498999999999999,"00:02:24",25.187999999999999,25.274999999999999,25.023,24.536999999999999,0.55499999999999972,0.45799999999999841,0.42299999999999827,"00:02:24",23.489000000000001,23.542999999999999,23.260999999999999,22.974,"00:02:24",23.983000000000001,23.974,23.544,23.08,"00:02:24",24.311,24.321999999999999,23.79,23.106000000000002,"00:02:24",24.954000000000001,24.975999999999999,24.213999999999999,23.114000000000001,"00:02:24",24.812000000000001,24.681999999999999,24.358000000000001,23.085000000000001,"00:02:24",25.965,25.777000000000001,25.509,23.248999999999999,"00:02:24",26.78,26.515000000000001,26.271999999999998,23.48,"00:02:24",27.568999999999999,27.256,26.988,23.625,"00:02:24",28.282,27.965,27.649000000000001,23.664000000000001,"00:02:24",29.564,29.067,28.861000000000001,23.596,"00:02:24",33.844000000000001,32.247999999999998,33.533999999999999,24.919,"00:02:24",36.313000000000002,34.087000000000003,36.082999999999998,24.832999999999998,"00:02:24",39.024000000000001,36.232999999999997,38.531999999999996,25.167999999999999,"00:02:24",24.923999999999999,24.702999999999999,24.585999999999999,24.126000000000001,"00:02:24",24.196999999999999,24.151,24.073,23.135000000000002,"00:02:24",23.867999999999999,23.786999999999999,23.654,23.138999999999999,"00:02:24",29.015999999999998,28.798999999999999,30.122,23.187999999999999,"00:02:24",34.906999999999996,34.200000000000003,37.298000000000002,23.201000000000001,null,null,null,null,null,"00:02:24",67.73,37.877000000000002,76.826999999999998,23.277999999999999,"00:02:24",66.244,66.718000000000004,76.75,23.437999999999999,"00:02:24",80.293999999999997,84.421000000000006,93.161000000000001,30.033000000000001,"00:02:24",78.945999999999998,67.524000000000001,74.042000000000002,26.692,"00:02:24",25.757999999999999,25.681000000000001,25.466999999999999,24.981999999999999,"00:02:24",26.369,26.137,25.931000000000001,25.265000000000001,"00:02:24",27.573,26.943999999999999,26.686,25.108000000000001,"00:02:24",29.907,28.542000000000002,28.254999999999999,25.257000000000001,"00:02:24",32.933999999999997,30.751999999999999,30.344000000000001,25.372,"00:02:24",36.832000000000001,33.863,32.802,25.376000000000001,"00:02:24",41.832000000000001,37.890999999999998,35.822000000000003,25.812999999999999,"00:02:24",50.881,43.25,40.661999999999999,26.053000000000001,"00:02:24",73.387,63.7,55.896000000000001,28.561,"00:02:24",82.668999999999997,71.637,63.813000000000002,29.068000000000001,null,null,null,null,null,"00:02:24",101.52200000000001,90.841999999999999,80.430999999999997,31.885000000000002,null,null,null,null,null,null,null,null,null,null,null,null,null,null,null,null,null,null,null,null,null,null,null,"00:02:24",26.634,26.376000000000001,26.173999999999999,25.606999999999999,"00:02:24",27.949000000000002,27.312000000000001,27.484999999999999,25.428999999999998,"00:02:24",34.021999999999998,31.591999999999999,32.252000000000002,25.725000000000001,"00:02:24",31.704999999999998,30.158000000000001,30.867000000000001,25.123000000000001,"00:02:24",59.021999999999998,50.023000000000003,52.652000000000001,27.965,"00:02:24",83.879000000000005,67.141999999999996,69.353999999999999,30.190999999999999,"00:02:24",116.547,95.881,92.875,33.520000000000003]
["00:02:25",24.571999999999999,24.597999999999999,24.491,24.498999999999999,"00:02:25",24.719000000000001,24.748999999999999,24.602,24.501999999999999,"00:02:25",24.928999999999998,24.988,24.792999999999999,24.503,"00:02:25",25.193999999999999,25.29,25.032,24.547000000000001,0.57000000000000028,0.46399999999999864,0.43199999999999861,"00:02:25",23.492999999999999,23.547999999999998,23.257999999999999,22.969000000000001,"00:02:25",23.986999999999998,23.972999999999999,23.545999999999999,23.08,"00:02:25",24.32,24.32,23.786999999999999,23.099,"00:02:25",24.948,24.975999999999999,24.213999999999999,23.106999999999999,"00:02:25",24.846,24.716999999999999,24.388000000000002,23.085000000000001,"00:02:25",25.968,25.783999999999999,25.515999999999998,23.245999999999999,"00:02:25",26.78,26.512,26.271999999999998,23.48,"00:02:25",27.584,27.248999999999999,26.984000000000002,23.625,"00:02:25",28.277999999999999,27.962,27.657,23.661000000000001,"00:02:25",29.579000000000001,29.085999999999999,28.88,23.614999999999998,"00:02:25",33.859000000000002,32.256,33.542000000000002,24.922999999999998,"00:02:25",36.326999999999998,34.097999999999999,36.094000000000001,24.844000000000001,"00:02:25",39.034999999999997,36.229999999999997,38.542999999999999,25.164999999999999,"00:02:25",24.928000000000001,24.7,24.582000000000001,24.122,"00:02:25",24.190999999999999,24.152999999999999,24.071999999999999,23.137,"00:02:25",23.858000000000001,23.788,23.66,23.143000000000001,"00:02:25",29.021999999999998,28.795000000000002,30.12,23.187999999999999,"00:02:25",34.917999999999999,34.194000000000003,37.308,23.210999999999999,null,null,null,null,null,"00:02:25",67.817999999999998,37.774999999999999,76.790999999999997,23.27,"00:02:25",66.251000000000005,66.688999999999993,76.799000000000007,23.443999999999999,"00:02:25",80.296999999999997,84.304000000000002,93.248000000000005,30.283999999999999,"00:02:25",80.269000000000005,68.293999999999997,75.346000000000004,26.800999999999998,"00:02:25",25.773,25.692,25.481999999999999,25,"00:02:25",26.369,26.137,25.939,25.257999999999999,"00:02:25",27.577000000000002,26.943999999999999,26.686,25.093,"00:02:25",29.907,28.539000000000001,28.259,25.253,"00:02:25",32.93,30.759,30.335999999999999,25.372,"00:02:25",36.834000000000003,33.856999999999999,32.801000000000002,25.378,"00:02:25",41.845999999999997,37.895000000000003,35.835000000000001,25.812999999999999,"00:02:25",50.878999999999998,43.262,40.661999999999999,26.157,null,null,null,null,null,"00:02:25",82.722999999999999,71.694999999999993,63.828000000000003,29.097000000000001,null,null,null,null,null,"00:02:25",101.345,90.548000000000002,80.421000000000006,32.264000000000003,null,null,null,null,null,null,null,null,null,null,null,null,null,null,null,null,null,null,null,null,null,null,null,"00:02:25",26.634,26.372,26.177,25.577999999999999,"00:02:25",27.934000000000001,27.309000000000001,27.489000000000001,25.436,"00:02:25",34.03,31.6,32.247999999999998,25.728999999999999,"00:02:25",32.503,30.751000000000001,31.577999999999999,25.120999999999999,"00:02:25",58.994999999999997,49.996000000000002,52.677,27.998000000000001,"00:02:25",83.926000000000002,67.153000000000006,69.346999999999994,30.184000000000001,"00:02:25",116.631,95.92,92.811000000000007,33.457999999999998]
["00:02:26",24.584,24.606000000000002,24.503,24.51,"00:02:26",24.731000000000002,24.76,24.602,24.503,"00:02:26",24.931999999999999,24.986999999999998,24.797000000000001,24.501000000000001,"00:02:26",25.193999999999999,25.29,25.033999999999999,24.55,0.57000000000000028,0.46399999999999864,0.4339999999999975,"00:02:26",23.498999999999999,23.548999999999999,23.263999999999999,22.978000000000002,"00:02:26",23.986000000000001,23.966999999999999,23.545999999999999,23.082999999999998,"00:02:26",24.327999999999999,24.334,23.797999999999998,23.100999999999999,"00:02:26",24.948,24.978000000000002,24.213000000000001,23.106999999999999,"00:02:26",24.879000000000001,24.747,24.419,23.088999999999999,"00:02:26",25.98,25.795999999999999,25.524000000000001,23.253,"00:02:26",26.788,26.53,26.276,23.486999999999998,"00:02:26",27.581,27.245999999999999,26.981000000000002,23.625,"00:02:26",28.292999999999999,27.962,27.664000000000001,23.672000000000001,"00:02:26",29.594000000000001,29.108000000000001,28.898,23.614999999999998,"00:02:26",33.863,32.252000000000002,33.545999999999999,24.901,"00:02:26",36.338000000000001,34.100999999999999,36.101999999999997,24.847999999999999,"00:02:26",39.061,36.252000000000002,38.564999999999998,25.184000000000001,"00:02:26",24.913,24.678000000000001,24.564,24.111000000000001,"00:02:26",24.193000000000001,24.149000000000001,24.071999999999999,23.13,"00:02:26",23.873000000000001,23.797999999999998,23.672999999999998,23.143000000000001,"00:02:26",29.027000000000001,28.79,30.113,23.177,"00:02:26",34.917999999999999,34.173999999999999,37.302,23.207000000000001,null,null,null,null,null,"00:02:26",67.837999999999994,37.753,76.751999999999995,23.271999999999998,"00:02:26",66.236999999999995,66.600999999999999,76.86,23.451000000000001,"00:02:26",80.292000000000002,84.210999999999999,93.35,30.100999999999999,"00:02:26",81.98,69.23,77.001000000000005,26.86,"00:02:26",25.768999999999998,25.699000000000002,25.481999999999999,25.007999999999999,"00:02:26",26.373000000000001,26.148,25.939,25.262,"00:02:26",27.568999999999999,26.936,26.69,25.093,"00:02:26",29.911000000000001,28.542000000000002,28.259,25.26,"00:02:26",32.933999999999997,30.765999999999998,30.347000000000001,25.38,"00:02:26",36.83,33.863999999999997,32.79,25.37,"00:02:26",41.856999999999999,37.927999999999997,35.844000000000001,25.794,"00:02:26",50.886000000000003,43.305999999999997,40.665999999999997,26.196999999999999,null,null,null,null,null,"00:02:26",82.91,72.102999999999994,63.872,29.138000000000002,null,null,null,null,null,"00:02:26",101.252,90.631,80.414000000000001,32.034999999999997,null,null,null,null,null,null,null,null,null,null,null,null,null,null,null,null,null,null,null,null,null,null,null,"00:02:26",26.63,26.372,26.173999999999999,25.567,"00:02:26",27.927,27.294,27.462,25.431000000000001,"00:02:26",34.042000000000002,31.603000000000002,32.253999999999998,25.727,"00:02:26",33.017000000000003,31.126000000000001,32.03,25.135999999999999,"00:02:26",58.988,50.003999999999998,52.652000000000001,28.042000000000002,"00:02:26",84.058999999999997,67.153000000000006,69.254999999999995,30.356000000000002,"00:02:26",116.664,96.117999999999995,92.846999999999994,33.334000000000003]
["00:02:27",24.58,24.603000000000002,24.503,24.503,"00:02:27",24.72,24.763999999999999,24.61,24.503,"00:02:27",24.931999999999999,24.983000000000001,24.79,24.494,"00:02:27",25.198,25.288,25.035,24.548999999999999,0.56800000000000139,0.46799999999999997,0.43499999999999872,"00:02:27",23.503,23.550999999999998,23.265999999999998,22.972999999999999,"00:02:27",23.986000000000001,23.97,23.545000000000002,23.085000000000001,"00:02:27",24.327999999999999,24.338999999999999,23.8,23.097999999999999,"00:02:27",24.957999999999998,24.975999999999999,24.216999999999999,23.12,"00:02:27",24.908999999999999,24.783999999999999,24.446999999999999,23.093,"00:02:27",25.984000000000002,25.8,25.535,23.254000000000001,"00:02:27",26.798999999999999,26.533999999999999,26.28,23.48,"00:02:27",27.591999999999999,27.239000000000001,26.977,23.611000000000001,"00:02:27",28.303999999999998,27.972999999999999,27.678999999999998,23.667999999999999,"00:02:27",29.619,29.13,28.92,23.63,"00:02:27",33.877000000000002,32.267000000000003,33.56,24.893999999999998,"00:02:27",36.360999999999997,34.113,36.116999999999997,24.837,"00:02:27",39.072000000000003,36.259,38.584000000000003,25.209,"00:02:27",24.914000000000001,24.689,24.579000000000001,24.108000000000001,"00:02:27",24.189,24.151,24.074999999999999,23.132000000000001,"00:02:27",23.884,23.812999999999999,23.689,23.149000000000001,"00:02:27",29.018000000000001,28.768000000000001,30.103000000000002,23.17,"00:02:27",34.917999999999999,34.159999999999997,37.299999999999997,23.204999999999998,null,null,null,null,null,"00:02:27",67.83,37.860999999999997,76.710999999999999,23.283999999999999,"00:02:27",66.233000000000004,66.850999999999999,76.900999999999996,23.449000000000002,"00:02:27",80.293999999999997,84.144999999999996,93.427999999999997,29.975000000000001,"00:02:27",83.234999999999999,70.31,78.123000000000005,26.920999999999999,"00:02:27",25.768999999999998,25.696000000000002,25.481999999999999,25,"00:02:27",26.373000000000001,26.145,25.934999999999999,25.265999999999998,"00:02:27",27.573,26.94,26.683,25.097000000000001,"00:02:27",29.914999999999999,28.545999999999999,28.254999999999999,25.257000000000001,"00:02:27",32.938000000000002,30.773,30.353999999999999,25.390999999999998,"00:02:27",36.841000000000001,33.866,32.783999999999999,25.356000000000002,"00:02:27",41.875,37.981999999999999,35.866,25.78,"00:02:27",50.905000000000001,43.381999999999998,40.662999999999997,26.102,null,null,null,null,null,"00:02:27",83.015000000000001,72.325999999999993,63.875999999999998,29.068999999999999,null,null,null,null,null,"00:02:27",101.108,91.15,80.424999999999997,31.827999999999999,null,null,null,null,null,null,null,null,null,null,null,null,null,null,null,null,null,null,null,null,null,null,null,null,null,null,null,null,"00:02:27",27.92,27.294,27.449000000000002,25.436,"00:02:27",34.058999999999997,31.614000000000001,32.270000000000003,25.736000000000001,"00:02:27",34.195999999999998,31.99,33.085999999999999,25.146999999999998,"00:02:27",58.97,50,52.502000000000002,28.076000000000001,"00:02:27",84.094999999999999,67.146000000000001,69.171000000000006,30.436,"00:02:27",116.711,96.1,92.89,33.220999999999997]
["00:02:28",24.57,24.603000000000002,24.495999999999999,24.507000000000001,"00:02:28",24.728999999999999,24.759,24.606000000000002,24.507000000000001,"00:02:28",24.928000000000001,24.984999999999999,24.792000000000002,24.495999999999999,"00:02:28",25.204000000000001,25.294,25.038,24.550999999999998,0.57400000000000162,0.4740000000000002,0.43799999999999883,"00:02:28",23.494,23.545999999999999,23.268000000000001,22.977,"00:02:28",23.988,23.983000000000001,23.556000000000001,23.088999999999999,"00:02:28",24.335999999999999,24.344999999999999,23.803999999999998,23.1,"00:02:28",24.96,24.977,24.22,23.117000000000001,"00:02:28",24.942,24.815000000000001,24.477,23.099,"00:02:28",26.001999999999999,25.814,25.55,23.254000000000001,"00:02:28",26.798999999999999,26.533999999999999,26.28,23.477,"00:02:28",27.614000000000001,27.245999999999999,26.992000000000001,23.617999999999999,"00:02:28",28.315999999999999,27.972999999999999,27.69,23.675999999999998,"00:02:28",29.641999999999999,29.149000000000001,28.943000000000001,23.655999999999999,"00:02:28",33.889000000000003,32.267000000000003,33.567999999999998,24.882999999999999,"00:02:28",36.368000000000002,34.116999999999997,36.131,24.826000000000001,"00:02:28",39.076000000000001,36.256,38.588000000000001,25.199000000000002,"00:02:28",24.914000000000001,24.696999999999999,24.574999999999999,24.114999999999998,"00:02:28",24.193000000000001,24.146000000000001,24.065000000000001,23.128,"00:02:28",23.896999999999998,23.826000000000001,23.7,23.140999999999998,"00:02:28",29.018000000000001,28.760999999999999,30.100999999999999,23.167999999999999,"00:02:28",34.924999999999997,34.145000000000003,37.305999999999997,23.204999999999998,null,null,null,null,null,"00:02:28",67.805999999999997,38.000999999999998,76.680999999999997,23.282,"00:02:28",66.241,66.900999999999996,76.938000000000002,23.443999999999999,"00:02:28",80.293999999999997,84.07,93.488,30.001000000000001,"00:02:28",84.459000000000003,71.048000000000002,79.171999999999997,27.010999999999999,"00:02:28",25.788,25.707000000000001,25.497,25,"00:02:28",26.376999999999999,26.152000000000001,25.943000000000001,25.268999999999998,"00:02:28",27.565999999999999,26.933,26.69,25.097000000000001,"00:02:28",29.911000000000001,28.535,28.259,25.25,"00:02:28",32.933999999999997,30.77,30.350999999999999,25.373000000000001,"00:02:28",36.856000000000002,33.875,32.792999999999999,25.363,"00:02:28",41.89,38.000999999999998,35.884,25.757999999999999,"00:02:28",50.941000000000003,43.459000000000003,40.667000000000002,25.992999999999999,null,null,null,null,null,"00:02:28",83.007999999999996,72.430000000000007,63.865000000000002,28.933,null,null,null,null,null,"00:02:28",101.202,91.528000000000006,80.429000000000002,32.368000000000002,null,null,null,null,null,null,null,null,null,null,null,null,null,null,null,null,null,null,null,null,null,null,null,null,null,null,null,null,"00:02:28",27.913,27.28,27.445,25.436,"00:02:28",34.055,31.6,32.267000000000003,25.731999999999999,"00:02:28",null,null,null,null,"00:02:28",58.981000000000002,50.011000000000003,52.420999999999999,28.042000000000002,"00:02:28",84.094999999999999,67.123999999999995,69.069999999999993,30.475999999999999,"00:02:28",116.88200000000001,96.054000000000002,92.763999999999996,33.338000000000001]
["00:02:29",24.577000000000002,24.606999999999999,24.504000000000001,24.507000000000001,"00:02:29",24.734999999999999,24.765999999999998,24.614000000000001,24.510999999999999,"00:02:29",24.931999999999999,24.984000000000002,24.797999999999998,24.504999999999999,"00:02:29",25.202000000000002,25.295999999999999,25.042000000000002,24.550999999999998,0.57600000000000051,0.47200000000000131,0.44200000000000017,"00:02:29",23.5,23.547999999999998,23.260999999999999,22.97,"00:02:29",23.989000000000001,23.978999999999999,23.553999999999998,23.085000000000001,"00:02:29",24.344999999999999,24.350999999999999,23.814,23.105,"00:02:29",24.96,24.981999999999999,24.216999999999999,23.114999999999998,"00:02:29",24.972000000000001,24.835999999999999,24.501000000000001,23.103000000000002,"00:02:29",25.998999999999999,25.818000000000001,25.55,23.254000000000001,"00:02:29",26.803000000000001,26.530999999999999,26.280999999999999,23.466000000000001,"00:02:29",27.614000000000001,27.260999999999999,26.992000000000001,23.622,"00:02:29",28.323,27.962,27.693999999999999,23.669,"00:02:29",29.652999999999999,29.155999999999999,28.95,23.645,"00:02:29",33.902999999999999,32.277999999999999,33.582999999999998,24.898,"00:02:29",36.375999999999998,34.116999999999997,36.131,24.808,"00:02:29",39.076000000000001,36.267000000000003,38.601999999999997,25.221,"00:02:29",24.91,24.69,24.579000000000001,24.116,"00:02:29",24.19,24.146000000000001,24.076000000000001,23.134,"00:02:29",23.911999999999999,23.846,23.731999999999999,23.145,"00:02:29",29.027999999999999,28.759,30.099,23.166,"00:02:29",34.929000000000002,34.128999999999998,37.290999999999997,23.204999999999998,null,null,null,null,null,"00:02:29",67.778999999999996,38.094000000000001,76.69,23.286000000000001,"00:02:29",66.254999999999995,66.811999999999998,76.954999999999998,23.449000000000002,"00:02:29",80.242000000000004,83.977000000000004,93.549000000000007,29.858000000000001,"00:02:29",86.054000000000002,71.587999999999994,80.584999999999994,27.14,"00:02:29",25.783999999999999,25.702999999999999,25.49,24.989000000000001,"00:02:29",26.390999999999998,26.152000000000001,25.954000000000001,25.273,"00:02:29",27.577000000000002,26.933,26.69,25.093,"00:02:29",29.904,28.539000000000001,28.259,25.245999999999999,"00:02:29",32.933999999999997,30.765999999999998,30.353999999999999,25.376000000000001,"00:02:29",36.877000000000002,33.886000000000003,32.804000000000002,25.373999999999999,"00:02:29",41.904000000000003,37.99,35.898000000000003,25.739000000000001,"00:02:29",50.96,43.499000000000002,40.670999999999999,25.96,null,null,null,null,null,"00:02:29",83.007999999999996,72.516000000000005,63.862000000000002,28.911000000000001,null,null,null,null,null,"00:02:29",101.322,91.736999999999995,80.44,32.600999999999999,null,null,null,null,null,null,null,null,null,null,null,null,null,null,null,null,null,null,null,null,null,null,null,null,null,null,null,null,"00:02:29",27.904,27.274000000000001,27.414000000000001,25.427,"00:02:29",34.063000000000002,31.56,32.274000000000001,25.742000000000001,"00:02:29",35.658999999999999,32.959000000000003,34.387,25.181000000000001,"00:02:29",58.999000000000002,50.003999999999998,52.36,28.016999999999999,"00:02:29",84.087999999999994,67.070999999999998,68.838999999999999,30.369,"00:02:29",117.081,96.197999999999993,92.894000000000005,33.283000000000001]
["00:02:30",24.577999999999999,24.605,24.495000000000001,24.507999999999999,"00:02:30",24.736999999999998,24.763000000000002,24.611999999999998,24.504999999999999,"00:02:30",24.936,24.997,24.802,24.507000000000001,"00:02:30",25.202999999999999,25.286999999999999,25.033000000000001,24.547999999999998,0.56700000000000017,0.47299999999999898,0.43299999999999983,"00:02:30",23.492999999999999,23.55,23.276,22.975999999999999,"00:02:30",23.998000000000001,23.989000000000001,23.56,23.087,"00:02:30",24.355,24.366,23.824999999999999,23.106999999999999,"00:02:30",24.963999999999999,24.99,24.225999999999999,23.122,"00:02:30",25.007000000000001,24.878,24.536000000000001,23.11,"00:02:30",26.013999999999999,25.83,25.545999999999999,23.257999999999999,"00:02:30",26.806999999999999,26.530999999999999,26.285,23.454999999999998,"00:02:30",27.632999999999999,27.271999999999998,27.010999999999999,23.63,"00:02:30",28.338000000000001,27.954999999999998,27.704999999999998,23.672999999999998,"00:02:30",29.675000000000001,29.175000000000001,28.972000000000001,23.652000000000001,"00:02:30",33.906999999999996,32.29,33.587000000000003,24.91,"00:02:30",36.375999999999998,34.116999999999997,36.134999999999998,24.812000000000001,"00:02:30",39.094000000000001,36.252000000000002,38.606000000000002,25.206,"00:02:30",24.891999999999999,24.693999999999999,24.579000000000001,24.123000000000001,"00:02:30",24.201000000000001,24.152999999999999,24.076000000000001,23.137,"00:02:30",23.945,23.891999999999999,23.786999999999999,23.143000000000001,"00:02:30",29.03,28.757000000000001,30.091999999999999,23.167999999999999,"00:02:30",34.930999999999997,34.128999999999998,37.283999999999999,23.206,null,null,null,null,null,"00:02:30",67.727000000000004,38.28,76.691999999999993,23.28,"00:02:30",66.272999999999996,66.918000000000006,76.944000000000003,23.44,"00:02:30",80.14,83.91,93.56,29.923999999999999,"00:02:30",87.203000000000003,72.302000000000007,81.608999999999995,27.242000000000001,"00:02:30",25.780999999999999,25.707000000000001,25.494,24.989000000000001,"00:02:30",26.38,26.155999999999999,25.939,25.273,"00:02:30",27.565999999999999,26.922000000000001,26.678999999999998,25.09,"00:02:30",29.907,28.542000000000002,28.254999999999999,25.248999999999999,null,null,null,null,null,"00:02:30",36.896000000000001,33.920999999999999,32.817,25.378,"00:02:30",41.896999999999998,37.890999999999998,35.880000000000003,25.754000000000001,"00:02:30",50.988999999999997,43.524999999999999,40.683,26.004999999999999,null,null,null,null,null,"00:02:30",83.019000000000005,72.277000000000001,63.850999999999999,28.9,null,null,null,null,null,"00:02:30",101.358,91.864000000000004,80.459000000000003,32.988,null,null,null,null,null,null,null,null,null,null,null,null,null,null,null,null,null,null,null,null,null,null,null,null,null,null,null,null,"00:02:30",27.908999999999999,27.28,27.408999999999999,25.437000000000001,"00:02:30",34.058999999999997,31.556000000000001,32.262999999999998,25.742999999999999,"00:02:30",36.225000000000001,33.335999999999999,34.884,25.202999999999999,"00:02:30",59.027999999999999,50.02,52.238999999999997,28.056999999999999,"00:02:30",84.076999999999998,67.034999999999997,68.915999999999997,30.327000000000002,"00:02:30",117.143,96.212000000000003,92.923000000000002,33.258000000000003]
["00:02:31",24.581,24.603000000000002,24.489000000000001,24.507999999999999,"00:02:31",24.736999999999998,24.765000000000001,24.616,24.509,"00:02:31",24.934000000000001,24.998999999999999,24.802,24.504000000000001,"00:02:31",25.199000000000002,25.286999999999999,25.027999999999999,24.539000000000001,0.56700000000000017,0.46900000000000119,0.42799999999999727,"00:02:31",23.506,23.553999999999998,23.27,22.981999999999999,"00:02:31",23.989000000000001,23.986000000000001,23.55,23.074999999999999,"00:02:31",24.366,24.372,23.829000000000001,23.114999999999998,"00:02:31",24.962,24.984000000000002,24.225000000000001,23.125,"00:02:31",25.027000000000001,24.904,24.550999999999998,23.106999999999999,"00:02:31",26.021000000000001,25.837,25.561,23.257999999999999,"00:02:31",26.8,26.530999999999999,26.280999999999999,23.448,"00:02:31",27.651,27.276,27.007000000000001,23.623000000000001,"00:02:31",28.344999999999999,27.959,27.709,23.684000000000001,"00:02:31",29.678999999999998,29.178000000000001,28.98,23.655999999999999,"00:02:31",33.918999999999997,32.29,33.594000000000001,24.931999999999999,"00:02:31",36.375999999999998,34.124000000000002,36.146000000000001,24.82,"00:02:31",39.097999999999999,36.253,38.621000000000002,25.218,"00:02:31",24.902999999999999,24.670999999999999,24.587,24.123000000000001,"00:02:31",24.195,24.143999999999998,24.068000000000001,23.132000000000001,"00:02:31",23.98,23.933,23.838999999999999,23.138000000000002,"00:02:31",29.035,28.763000000000002,30.103000000000002,23.175999999999998,"00:02:31",34.933999999999997,34.119999999999997,37.283999999999999,23.198,null,{"$f":"DK132-DK3","v":30.470000000000002},{"$f":"DL132-DL3","v":18.577999999999996},{"$f":"DM132-DM3","v":36.435000000000002},{"$f":"DN132-DN3","v":7.0000000000014495E-3},"00:02:31",67.674000000000007,38.344000000000001,76.700999999999993,23.283999999999999,"00:02:31",66.313000000000002,67.268000000000001,76.959000000000003,23.443999999999999,"00:02:31",80.061999999999998,83.909000000000006,93.575999999999993,29.937000000000001,"00:02:31",88.367999999999995,72.858000000000004,82.53,27.306000000000001,"00:02:31",25.792000000000002,25.713999999999999,25.504999999999999,24.997,"00:02:31",26.376999999999999,26.152000000000001,25.946000000000002,25.268999999999998,"00:02:31",27.565999999999999,26.925999999999998,26.683,25.09,"00:02:31",29.911000000000001,28.535,28.254999999999999,25.245999999999999,null,null,null,null,null,"00:02:31",36.906999999999996,33.959000000000003,32.814999999999998,25.385000000000002,"00:02:31",41.899000000000001,37.847999999999999,35.869,25.8,"00:02:31",50.985999999999997,43.478999999999999,40.691000000000003,25.969000000000001,null,null,null,null,null,"00:02:31",82.983000000000004,72.254999999999995,63.841000000000001,28.911999999999999,null,null,null,null,null,"00:02:31",101.22499999999999,91.626000000000005,80.495000000000005,32.441000000000003,null,null,null,null,null,null,null,null,null,null,null,null,null,null,null,null,null,null,null,null,null,null,null,null,null,null,null,null,"00:02:31",27.92,27.28,27.401,25.433,"00:02:31",34.055999999999997,31.567,32.262999999999998,25.751000000000001,"00:02:31",36.759,33.698999999999998,35.353000000000002,25.221,"00:02:31",59.021000000000001,50.055,52.154000000000003,28.105,"00:02:31",84.094999999999999,67.037999999999997,69.084999999999994,30.315999999999999,"00:02:31",117.255,96.13,92.93,33.436999999999998]
["00:02:32",24.582000000000001,24.603999999999999,24.497,24.512,"00:02:32",24.74,24.768999999999998,24.617999999999999,24.512,"00:02:32",24.946000000000002,24.997,24.803999999999998,24.507999999999999,"00:02:32",25.199000000000002,25.288,25.033999999999999,24.541,0.56800000000000139,0.46900000000000119,0.4339999999999975,"00:02:32",23.497,23.55,23.274000000000001,22.975999999999999,"00:02:32",23.992999999999999,23.986000000000001,23.556999999999999,23.082999999999998,"00:02:32",24.367999999999999,24.381,23.829000000000001,23.11,"00:02:32",24.963999999999999,24.986000000000001,24.227,23.126999999999999,"00:02:32",25.052,24.919,24.573,23.111000000000001,"00:02:32",26.032,25.852,25.565000000000001,23.262,"00:02:32",26.815000000000001,26.553000000000001,26.289000000000001,23.454999999999998,"00:02:32",27.643999999999998,27.268999999999998,27.010999999999999,23.603999999999999,"00:02:32",28.364000000000001,27.959,27.72,23.684000000000001,"00:02:32",29.696999999999999,29.19,28.998000000000001,23.66,"00:02:32",33.926000000000002,32.293999999999997,33.597999999999999,24.946999999999999,"00:02:32",36.375999999999998,34.131999999999998,36.139000000000003,24.831,"00:02:32",39.109000000000002,36.253,38.625,25.192,"00:02:32",24.881,24.664000000000001,24.571999999999999,24.123999999999999,"00:02:32",24.192,24.143999999999998,24.068000000000001,23.128,"00:02:32",24.027999999999999,23.991,23.905000000000001,23.135999999999999,"00:02:32",29.033000000000001,28.756,30.097999999999999,23.17,"00:02:32",34.94,34.131,37.279000000000003,23.207999999999998,null,null,null,null,null,"00:02:32",67.635999999999996,38.433,76.756,23.295000000000002,"00:02:32",66.372,67.798000000000002,76.977000000000004,23.443999999999999,"00:02:32",80.031000000000006,83.888999999999996,93.668000000000006,30.151,"00:02:32",89.763000000000005,72.858000000000004,83.555000000000007,27.364999999999998,"00:02:32",25.788,25.718,25.504999999999999,24.986000000000001,"00:02:32",26.384,26.155999999999999,25.939,25.268999999999998,"00:02:32",27.57,26.928999999999998,26.687000000000001,25.093,"00:02:32",29.914999999999999,28.539000000000001,28.263000000000002,25.253,null,null,null,null,null,"00:02:32",36.929000000000002,33.991999999999997,32.851999999999997,25.381,"00:02:32",41.886000000000003,37.792999999999999,35.850999999999999,25.85,"00:02:32",50.982999999999997,43.472000000000001,40.686999999999998,25.972000000000001,null,null,null,null,null,"00:02:32",82.858000000000004,72.531999999999996,63.851999999999997,28.757999999999999,null,null,null,null,null,"00:02:32",101.193,91.856999999999999,80.52,32.317999999999998,null,null,null,null,null,null,null,null,null,null,null,null,null,null,null,null,null,null,null,null,null,null,null,null,null,null,null,null,"00:02:32",27.92,27.283999999999999,27.396000000000001,25.440999999999999,"00:02:32",34.052,31.603999999999999,32.247,25.754999999999999,"00:02:32",37.091000000000001,33.942999999999998,35.640999999999998,25.254000000000001,"00:02:32",59.006,50.076000000000001,52.115000000000002,28.087,"00:02:32",84.162999999999997,67.144000000000005,69.578999999999994,30.396000000000001,"00:02:32",117.38200000000001,96.123000000000005,92.649000000000001,33.389000000000003]
["00:02:33",24.577999999999999,24.603999999999999,24.494,24.512,"00:02:33",24.744,24.777000000000001,24.619,24.515999999999998,"00:02:33",24.933,24.995999999999999,24.800999999999998,24.498999999999999,"00:02:33",25.204999999999998,25.29,25.033999999999999,24.542999999999999,0.57000000000000028,0.47499999999999787,0.4339999999999975,"00:02:33",23.501000000000001,23.552,23.271000000000001,22.981999999999999,"00:02:33",24.003,23.986000000000001,23.559000000000001,23.081,"00:02:33",24.369,24.385000000000002,23.832999999999998,23.108000000000001,"00:02:33",24.960999999999999,24.981000000000002,24.221,23.126999999999999,"00:02:33",25.065000000000001,24.936,24.579000000000001,23.103999999999999,"00:02:33",26.04,25.852,25.561,23.247,"00:02:33",26.811,26.542999999999999,26.292000000000002,23.452000000000002,"00:02:33",27.645,27.268999999999998,27.001000000000001,23.594000000000001,"00:02:33",28.364000000000001,27.948,27.72,23.669,"00:02:33",29.722999999999999,29.204999999999998,29.024000000000001,23.664000000000001,"00:02:33",33.923000000000002,32.283000000000001,33.597999999999999,24.936,"00:02:33",36.387,34.128999999999998,36.151000000000003,24.856999999999999,"00:02:33",39.116999999999997,36.256999999999998,38.636000000000003,25.163,"00:02:33",24.867000000000001,24.646000000000001,24.58,24.138000000000002,"00:02:33",24.186,24.137,24.059000000000001,23.126999999999999,"00:02:33",24.08,24.06,23.981999999999999,23.149000000000001,"00:02:33",29.027999999999999,28.756,30.097999999999999,23.170999999999999,"00:02:33",34.947000000000003,34.143999999999998,37.277000000000001,23.204000000000001,null,null,{"$f":"AVERAGE(DM154,DK154)","v":33.452500000000001},null,null,"00:02:33",67.629000000000005,38.558999999999997,76.828000000000003,23.295000000000002,"00:02:33",66.444000000000003,68.23,76.977999999999994,23.452000000000002,"00:02:33",80.001000000000005,83.936000000000007,93.706000000000003,30.317,"00:02:33",90.616,72.89,84.212000000000003,27.396999999999998,"00:02:33",25.792000000000002,25.707000000000001,25.494,24.986000000000001,"00:02:33",26.384,26.149000000000001,25.943000000000001,25.262,"00:02:33",27.573,26.937000000000001,26.693999999999999,25.103999999999999,"00:02:33",29.914999999999999,28.545999999999999,28.265999999999998,25.26,null,null,null,null,null,"00:02:33",36.936,34.000999999999998,32.863999999999997,25.38,"00:02:33",41.886000000000003,37.76,35.837000000000003,25.861000000000001,"00:02:33",50.972999999999999,43.44,40.706000000000003,26.106000000000002,null,null,null,null,null,"00:02:33",82.733000000000004,72.518000000000001,63.826999999999998,28.588999999999999,null,null,null,null,null,"00:02:33",101.24,91.634,80.552999999999997,32.493000000000002,null,null,null,null,null,null,null,null,null,null,null,null,null,null,null,null,null,null,null,null,null,null,null,null,null,null,null,null,"00:02:33",27.91,27.291,27.390999999999998,25.437000000000001,"00:02:33",34.058999999999997,31.614999999999998,32.244999999999997,25.757999999999999,"00:02:33",38.194000000000003,34.820999999999998,36.639000000000003,25.306000000000001,"00:02:33",59.015000000000001,50.101999999999997,52.113,28.012,"00:02:33",84.216999999999999,67.192999999999998,69.757000000000005,30.341999999999999,"00:02:33",117.39700000000001,96.108000000000004,92.653000000000006,33.371000000000002]
["00:02:34",24.59,24.614999999999998,24.512,24.509,"00:02:34",24.736000000000001,24.768000000000001,24.617000000000001,24.504999999999999,"00:02:34",24.931000000000001,24.99,24.795000000000002,24.494,"00:02:34",25.202999999999999,25.292000000000002,25.038,24.542999999999999,0.57200000000000273,0.47299999999999898,0.43799999999999883,"00:02:34",23.503,23.556000000000001,23.28,22.992999999999999,"00:02:34",23.998999999999999,23.995999999999999,23.56,23.079000000000001,"00:02:34",24.373999999999999,24.38,23.837,23.109000000000002,"00:02:34",24.963000000000001,24.986999999999998,24.231000000000002,23.131,"00:02:34",25.1,24.971,24.616,23.117000000000001,"00:02:34",26.047000000000001,25.86,25.576000000000001,23.265999999999998,"00:02:34",26.818999999999999,26.55,26.295999999999999,23.456,"00:02:34",27.648,27.273,27.018999999999998,23.59,"00:02:34",28.375,27.952000000000002,27.728000000000002,23.672999999999998,"00:02:34",29.748999999999999,29.222999999999999,29.035,23.675000000000001,"00:02:34",33.927,32.283000000000001,33.598999999999997,24.928999999999998,"00:02:34",36.398000000000003,34.136000000000003,36.158000000000001,24.861000000000001,"00:02:34",39.124000000000002,36.271999999999998,38.633000000000003,25.149000000000001,"00:02:34",24.834,24.623999999999999,24.584,24.138999999999999,"00:02:34",24.19,24.141999999999999,24.059000000000001,23.128,"00:02:34",24.146000000000001,24.132000000000001,24.062999999999999,23.155000000000001,"00:02:34",29.03,28.757999999999999,30.103000000000002,23.178000000000001,"00:02:34",34.942,34.15,37.271999999999998,23.202000000000002,null,null,null,null,null,"00:02:34",67.668999999999997,38.534999999999997,76.870999999999995,23.292000000000002,"00:02:34",66.507000000000005,68.295000000000002,76.989000000000004,23.452000000000002,"00:02:34",79.933000000000007,84.075000000000003,93.674000000000007,30.239000000000001,"00:02:34",91.278000000000006,73.218000000000004,84.787000000000006,27.544,"00:02:34",25.788,25.710999999999999,25.498000000000001,24.986000000000001,"00:02:34",26.376999999999999,26.149000000000001,25.934999999999999,25.265999999999998,"00:02:34",27.568999999999999,26.959,26.69,25.100999999999999,"00:02:34",29.922000000000001,28.55,28.27,25.257000000000001,null,null,null,null,null,"00:02:34",36.950000000000003,33.991999999999997,32.877000000000002,25.381,"00:02:34",41.887999999999998,37.762,35.837000000000003,25.867999999999999,"00:02:34",50.944000000000003,43.323999999999998,40.713999999999999,26.164999999999999,null,null,null,null,null,"00:02:34",82.69,72.504000000000005,63.792000000000002,28.6,null,null,null,null,null,"00:02:34",101.43600000000001,91.573999999999998,80.557000000000002,32.869,null,null,null,null,null,null,null,null,null,null,null,null,null,null,null,null,null,null,null,null,null,null,null,null,null,null,null,null,"00:02:34",27.923999999999999,27.298999999999999,27.405999999999999,25.437000000000001,"00:02:34",34.055999999999997,31.622,32.241,25.754999999999999,"00:02:34",38.506,34.999000000000002,36.896999999999998,25.364999999999998,"00:02:34",59.070999999999998,50.087000000000003,52.168999999999997,28.001999999999999,"00:02:34",84.231999999999999,67.164000000000001,69.775000000000006,30.36,"00:02:34",117.361,96.100999999999999,92.667000000000002,33.473999999999997]
["00:02:35",24.582999999999998,24.608000000000001,24.498000000000001,24.52,"00:02:35",24.733000000000001,24.77,24.619,24.512,"00:02:35",24.934000000000001,24.998000000000001,24.800999999999998,24.504999999999999,"00:02:35",25.202000000000002,25.297000000000001,25.04,24.542999999999999,0.57700000000000173,0.47200000000000131,0.43999999999999773,"00:02:35",23.507000000000001,23.559000000000001,23.279,22.99,"00:02:35",24.004999999999999,23.994,23.564,23.082000000000001,"00:02:35",24.38,24.390999999999998,23.838999999999999,23.106999999999999,"00:02:35",24.972000000000001,24.991,24.231000000000002,23.132999999999999,"00:02:35",25.123999999999999,24.991,24.631,23.119,"00:02:35",26.062000000000001,25.867000000000001,25.584,23.265999999999998,"00:02:35",26.818999999999999,26.553999999999998,26.295999999999999,23.452000000000002,"00:02:35",27.66,27.280999999999999,27.027000000000001,23.597999999999999,"00:02:35",28.372,27.956,27.724,23.661999999999999,"00:02:35",29.774999999999999,29.23,29.05,23.675000000000001,"00:02:35",33.938000000000002,32.298000000000002,33.606000000000002,24.928999999999998,"00:02:35",36.399000000000001,34.143999999999998,36.158000000000001,24.846,"00:02:35",39.134999999999998,36.293999999999997,38.651000000000003,25.13,"00:02:35",24.827000000000002,24.606000000000002,24.58,24.135000000000002,"00:02:35",24.19,24.146000000000001,24.062999999999999,23.132000000000001,"00:02:35",24.19,24.189,24.132000000000001,23.155000000000001,"00:02:35",29.03,28.756,30.091999999999999,23.173999999999999,"00:02:35",34.947000000000003,34.170999999999999,37.274000000000001,23.206,null,null,null,null,null,"00:02:35",67.725999999999999,38.314999999999998,76.911000000000001,23.29,"00:02:35",66.569999999999993,68.150000000000006,76.995999999999995,23.448,"00:02:35",79.876000000000005,84.188000000000002,93.629000000000005,30.047999999999998,"00:02:35",92.034000000000006,73.718000000000004,85.414000000000001,27.864000000000001,"00:02:35",25.785,25.710999999999999,25.501000000000001,24.981999999999999,"00:02:35",26.376999999999999,26.149000000000001,25.939,25.262,"00:02:35",27.577000000000002,26.995999999999999,26.698,25.100999999999999,"00:02:35",29.914999999999999,28.545999999999999,28.274000000000001,25.253,null,null,null,null,null,"00:02:35",36.957999999999998,33.984999999999999,32.887999999999998,25.373999999999999,"00:02:35",41.896999999999998,37.774999999999999,35.826000000000001,25.89,"00:02:35",50.951999999999998,43.289000000000001,40.713999999999999,26.161999999999999,null,null,null,null,null,"00:02:35",82.632999999999996,72.216999999999999,63.780999999999999,28.588999999999999,null,null,null,null,null,"00:02:35",101.389,91.314999999999998,80.558000000000007,32.822000000000003,null,null,null,null,null,null,null,null,null,null,null,null,null,null,null,null,null,null,null,null,null,null,null,null,null,null,null,null,"00:02:35",27.934000000000001,27.315999999999999,27.42,25.446000000000002,"00:02:35",34.058999999999997,31.637,32.234000000000002,25.765999999999998,"00:02:35",38.817999999999998,35.177999999999997,37.155999999999999,25.423999999999999,"00:02:35",59.110999999999997,50.08,52.212000000000003,28.013000000000002,"00:02:35",84.165000000000006,66.924999999999997,69.929000000000002,30.369,"00:02:35",117.31,96.108000000000004,92.516000000000005,33.576000000000001]
["00:02:36",24.576000000000001,24.600999999999999,24.486999999999998,24.501999999999999,"00:02:36",24.736999999999998,24.776,24.616,24.509,"00:02:36",24.934000000000001,24.986999999999998,24.798999999999999,24.494,"00:02:36",25.198,25.295999999999999,25.030999999999999,24.538,0.57600000000000051,0.46799999999999997,0.43099999999999739,"00:02:36",23.504000000000001,23.553000000000001,23.279,22.99,"00:02:36",24.007000000000001,24.010999999999999,23.564,23.084,"00:02:36",24.379000000000001,24.396999999999998,23.832000000000001,23.102,"00:02:36",24.969000000000001,24.986999999999998,24.225999999999999,23.126999999999999,"00:02:36",25.138999999999999,25.01,24.646000000000001,23.117000000000001,"00:02:36",26.059000000000001,25.867000000000001,25.58,23.265999999999998,"00:02:36",26.818999999999999,26.558,26.303999999999998,23.456,"00:02:36",27.667000000000002,27.292000000000002,27.023,23.597999999999999,"00:02:36",28.39,27.966999999999999,27.731999999999999,23.681000000000001,"00:02:36",29.786000000000001,29.227,29.053999999999998,23.678999999999998,"00:02:36",33.945,32.290999999999997,33.616999999999997,24.943999999999999,"00:02:36",36.409999999999997,34.146999999999998,36.173000000000002,24.847000000000001,"00:02:36",39.136000000000003,36.286999999999999,38.651000000000003,25.111999999999998,"00:02:36",24.809000000000001,24.58,24.577000000000002,24.123999999999999,"00:02:36",24.196000000000002,24.15,24.074000000000002,23.134,"00:02:36",24.248999999999999,24.253,24.198,23.151,"00:02:36",29.023,28.754000000000001,30.097999999999999,23.181999999999999,"00:02:36",34.948999999999998,34.183,37.279000000000003,23.21,null,null,null,null,null,"00:02:36",67.777000000000001,38.082000000000001,76.938000000000002,23.288,"00:02:36",66.69,68.182000000000002,77,23.440999999999999,"00:02:36",79.813000000000002,84.179000000000002,93.700999999999993,30.010999999999999,"00:02:36",92.542000000000002,73.367000000000004,85.838999999999999,27.997,"00:02:36",25.792000000000002,25.715,25.512,25.001000000000001,"00:02:36",26.373000000000001,26.145,25.936,25.265999999999998,"00:02:36",27.577000000000002,27.01,26.701000000000001,25.103999999999999,"00:02:36",29.914999999999999,28.545999999999999,28.266999999999999,25.253,null,null,null,null,null,"00:02:36",36.959000000000003,33.978999999999999,32.89,25.37,"00:02:36",41.893000000000001,37.808,35.811,25.879000000000001,"00:02:36",50.966999999999999,43.281999999999996,40.719000000000001,26.126000000000001,null,null,null,null,null,"00:02:36",82.665999999999997,72.013999999999996,63.784999999999997,28.663,null,null,null,null,null,"00:02:36",101.158,91.153000000000006,80.582999999999998,32.316000000000003,null,null,null,null,null,null,null,null,null,null,null,null,null,null,null,null,null,null,null,null,null,null,null,null,null,null,null,null,"00:02:36",27.936,27.318000000000001,27.413,25.434000000000001,"00:02:36",34.063000000000002,31.637,32.231000000000002,25.773,"00:02:36",39.128999999999998,35.356999999999999,37.414999999999999,25.483000000000001,"00:02:36",59.161000000000001,50.039000000000001,52.31,27.992999999999999,"00:02:36",84.128,66.83,70.048000000000002,30.404,"00:02:36",117.31399999999999,96.087000000000003,92.501999999999995,33.517000000000003]
["00:02:37",24.582999999999998,24.602,24.495000000000001,24.51,"00:02:37",24.734000000000002,24.763000000000002,24.611999999999998,24.507000000000001,"00:02:37",24.925000000000001,24.989000000000001,24.797999999999998,24.5,"00:02:37",25.210999999999999,25.292000000000002,25.044,24.544,0.57200000000000273,0.4809999999999981,0.44399999999999906,"00:02:37",23.509,23.555,23.283000000000001,22.989000000000001,"00:02:37",24.007999999999999,24.007999999999999,23.562000000000001,23.093,"00:02:37",24.381,24.395,23.841000000000001,23.106999999999999,"00:02:37",24.965,24.984000000000002,24.224,23.129000000000001,"00:02:37",25.154,25.036000000000001,24.664000000000001,23.119,"00:02:37",26.065999999999999,25.867000000000001,25.594999999999999,23.273,"00:02:37",26.83,26.565000000000001,26.303999999999998,23.452999999999999,"00:02:37",27.66,27.288,27.024000000000001,23.582999999999998,"00:02:37",28.39,27.971,27.731999999999999,23.666,"00:02:37",29.800999999999998,29.234000000000002,29.065000000000001,23.69,"00:02:37",33.945,32.295000000000002,33.618000000000002,24.937000000000001,"00:02:37",36.414000000000001,34.148000000000003,36.183999999999997,24.843,"00:02:37",39.154000000000003,36.298000000000002,38.655000000000001,25.116,"00:02:37",24.794,24.57,24.562000000000001,24.113,"00:02:37",24.19,24.15,24.068999999999999,23.129000000000001,"00:02:37",24.300999999999998,24.31,24.271000000000001,23.149000000000001,"00:02:37",29.021000000000001,28.757999999999999,30.094000000000001,23.181999999999999,"00:02:37",34.957000000000001,34.194000000000003,37.286999999999999,23.213999999999999,null,null,null,null,null,"00:02:37",67.784000000000006,37.856000000000002,76.965999999999994,23.280999999999999,"00:02:37",66.853999999999999,68.057000000000002,77,23.448,"00:02:37",79.781000000000006,84.186000000000007,93.849000000000004,30.204999999999998,"00:02:37",93.043999999999997,73.417000000000002,86.287000000000006,28.167999999999999,"00:02:37",25.798999999999999,25.710999999999999,25.509,25.004999999999999,"00:02:37",26.37,26.141999999999999,25.931999999999999,25.259,"00:02:37",27.581,27.021000000000001,26.712,25.103999999999999,"00:02:37",29.919,28.556999999999999,28.277999999999999,25.260999999999999,null,null,null,null,null,"00:02:37",36.965000000000003,33.988,32.884,25.373999999999999,"00:02:37",41.896999999999998,37.813000000000002,35.807000000000002,25.873999999999999,"00:02:37",50.985999999999997,43.332999999999998,40.716000000000001,26.042000000000002,null,null,null,null,null,"00:02:37",82.67,72.129000000000005,63.781999999999996,28.77,null,null,null,null,null,"00:02:37",100.997,91.311999999999998,80.662999999999997,32.173999999999999,null,null,null,null,null,null,null,null,null,null,null,null,null,null,null,null,null,null,null,null,null,null,null,null,null,null,null,null,"00:02:37",27.928000000000001,27.321000000000002,27.413,25.437000000000001,"00:02:37",34.073999999999998,31.661999999999999,32.241,25.777000000000001,"00:02:37",39.441000000000003,35.534999999999997,37.673999999999999,25.542000000000002,"00:02:37",59.186999999999998,50.021999999999998,52.457999999999998,27.992000000000001,"00:02:37",84.102000000000004,66.899000000000001,70.528000000000006,30.388999999999999,"00:02:37",117.404,95.99,92.373000000000005,33.521000000000001]
["00:02:38",24.587,24.617000000000001,24.51,24.521000000000001,"00:02:38",24.731999999999999,24.765000000000001,24.609000000000002,24.504000000000001,"00:02:38",24.937999999999999,24.997,24.797999999999998,24.5,"00:02:38",25.204000000000001,25.291,25.039000000000001,24.538,0.57100000000000151,0.4740000000000002,0.43900000000000006,"00:02:38",23.506,23.561,23.282,22.995000000000001,"00:02:38",24.013000000000002,24.001000000000001,23.568000000000001,23.094000000000001,"00:02:38",24.393999999999998,24.402999999999999,23.847000000000001,23.114999999999998,"00:02:38",24.96,24.986000000000001,24.22,23.132999999999999,"00:02:38",25.178000000000001,25.055,24.687000000000001,23.125,"00:02:38",26.077000000000002,25.882000000000001,25.606000000000002,23.280999999999999,"00:02:38",26.831,26.573,26.308,23.449000000000002,"00:02:38",27.667999999999999,27.285,27.027000000000001,23.591000000000001,"00:02:38",28.405000000000001,27.986000000000001,27.75,23.696000000000002,"00:02:38",29.809000000000001,29.253,29.068999999999999,23.701000000000001,"00:02:38",33.96,32.305999999999997,33.622,24.937000000000001,"00:02:38",36.429000000000002,34.162999999999997,36.198999999999998,24.847000000000001,"00:02:38",39.154000000000003,36.305,38.677,25.167999999999999,"00:02:38",24.786999999999999,24.577000000000002,24.562000000000001,24.106000000000002,"00:02:38",24.192,24.146000000000001,24.068999999999999,23.132000000000001,"00:02:38",24.353000000000002,24.367000000000001,24.332000000000001,23.149000000000001,"00:02:38",29.021000000000001,28.754000000000001,30.096,23.178000000000001,"00:02:38",34.959000000000003,34.183,37.284999999999997,23.204000000000001,null,null,null,null,null,"00:02:38",67.811000000000007,38.055,77.006,23.283000000000001,"00:02:38",66.959999999999994,67.835999999999999,76.986000000000004,23.445,"00:02:38",79.766999999999996,84.1,93.876000000000005,30.407,"00:02:38",93.834999999999994,73.224000000000004,86.863,28.248999999999999,"00:02:38",25.803000000000001,25.719000000000001,25.513000000000002,25.009,"00:02:38",26.373000000000001,26.145,25.928000000000001,25.27,"00:02:38",27.577000000000002,27.029,26.704999999999998,25.097000000000001,"00:02:38",29.925999999999998,28.561,28.280999999999999,25.253,null,null,null,null,null,"00:02:38",36.960999999999999,33.973999999999997,32.877000000000002,25.4,"00:02:38",41.901000000000003,37.822000000000003,35.795999999999999,25.922999999999998,"00:02:38",50.997,43.337000000000003,40.731000000000002,26.038,null,null,null,null,null,"00:02:38",82.688000000000002,72.283000000000001,63.796999999999997,29.003,null,null,null,null,null,"00:02:38",100.99,91.507000000000005,80.694999999999993,31.945,null,null,null,null,null,null,null,null,null,null,null,null,null,null,null,null,null,null,null,null,null,null,null,null,null,null,null,null,"00:02:38",27.946999999999999,27.331,27.428000000000001,25.425000000000001,"00:02:38",34.110999999999997,31.678999999999998,32.284999999999997,25.77,"00:02:38",39.752000000000002,35.713999999999999,37.933,25.600999999999999,"00:02:38",59.212000000000003,50.012,52.53,27.97,"00:02:38",84.209000000000003,67.33,70.314999999999998,30.361999999999998,"00:02:38",117.57899999999999,96.307000000000002,92.304000000000002,33.521000000000001]
["00:02:39",24.594999999999999,24.61,24.503,24.507000000000001,"00:02:39",24.727,24.765000000000001,24.603000000000002,24.498999999999999,"00:02:39",24.928999999999998,24.991,24.8,24.495999999999999,"00:02:39",25.196999999999999,25.295000000000002,25.033000000000001,24.535,0.57500000000000284,0.46699999999999875,0.43299999999999983,"00:02:39",23.521000000000001,23.571000000000002,23.295000000000002,22.997,"00:02:39",24.012,24.007999999999999,23.571999999999999,23.103000000000002,"00:02:39",24.396000000000001,24.398,23.84,23.102,"00:02:39",24.971,24.995000000000001,24.233000000000001,23.143999999999998,"00:02:39",25.206,25.085999999999999,24.713000000000001,23.135999999999999,"00:02:39",26.085000000000001,25.89,25.61,23.285,"00:02:39",26.841999999999999,26.573,26.312000000000001,23.449000000000002,"00:02:39",27.664000000000001,27.285,27.024000000000001,23.584,"00:02:39",28.42,27.986000000000001,27.754000000000001,23.692,"00:02:39",29.823,29.26,29.068999999999999,23.704999999999998,"00:02:39",33.960999999999999,32.298999999999999,33.618000000000002,24.922999999999998,"00:02:39",36.44,34.158999999999999,36.198999999999998,24.850999999999999,"00:02:39",39.164999999999999,36.308999999999997,38.683999999999997,25.193999999999999,"00:02:39",24.786999999999999,24.574000000000002,24.547999999999998,24.094999999999999,"00:02:39",24.198,24.15,24.067,23.134,"00:02:39",24.399000000000001,24.417000000000002,24.395,23.15,"00:02:39",29.018000000000001,28.754000000000001,30.094999999999999,23.181999999999999,"00:02:39",34.966000000000001,34.183,37.29,23.213999999999999,null,null,null,null,null,"00:02:39",67.835999999999999,38.280999999999999,77.036000000000001,23.279,"00:02:39",66.983000000000004,67.691999999999993,76.95,23.445,"00:02:39",79.789000000000001,84.013999999999996,93.850999999999999,30.661000000000001,"00:02:39",94.45,73.694000000000003,87.334000000000003,28.244,"00:02:39",25.803000000000001,25.722000000000001,25.513000000000002,25.02,"00:02:39",26.376999999999999,26.145,25.943000000000001,25.259,"00:02:39",27.577000000000002,27.033000000000001,26.704999999999998,25.09,"00:02:39",29.925999999999998,28.561,28.285,25.253,null,null,null,null,null,"00:02:39",36.960999999999999,33.954000000000001,32.868000000000002,25.414000000000001,"00:02:39",41.911999999999999,37.866,35.807000000000002,25.981999999999999,"00:02:39",51.005000000000003,43.37,40.734999999999999,26.05,null,null,null,null,null,"00:02:39",82.713999999999999,72.122,63.801000000000002,29.018000000000001,null,null,null,null,null,"00:02:39",100.80200000000001,91.456999999999994,80.753,32.051000000000002,null,null,null,null,null,null,null,null,null,null,null,null,null,null,null,null,null,null,null,null,null,null,null,null,null,null,null,null,"00:02:39",27.946999999999999,27.34,27.436,25.43,"00:02:39",34.125,31.684000000000001,32.317999999999998,25.77,"00:02:39",40.118000000000002,35.917999999999999,38.246000000000002,25.684999999999999,"00:02:39",59.31,49.99,52.661999999999999,28.01,"00:02:39",84.242999999999995,67.52,70.162000000000006,30.375,"00:02:39",117.67700000000001,96.346000000000004,92.260999999999996,33.484999999999999]
["00:02:40",24.588000000000001,24.61,24.503,24.513999999999999,"00:02:40",24.742000000000001,24.779,24.62,24.506,"00:02:40",24.934999999999999,24.995000000000001,24.803999999999998,24.495000000000001,"00:02:40",25.199000000000002,25.286000000000001,25.035,24.530999999999999,0.5660000000000025,0.46900000000000119,0.43499999999999872,"00:02:40",23.518000000000001,23.567,23.295000000000002,22.992999999999999,"00:02:40",24.004999999999999,24.003,23.571999999999999,23.106999999999999,"00:02:40",24.398,24.402999999999999,23.847999999999999,23.105,"00:02:40",24.971,24.992000000000001,24.23,23.140999999999998,"00:02:40",25.222000000000001,25.103000000000002,24.722000000000001,23.131,"00:02:40",26.088999999999999,25.882999999999999,25.606999999999999,23.285,"00:02:40",26.846,26.577000000000002,26.315999999999999,23.45,"00:02:40",27.652999999999999,27.282,27.02,23.591000000000001,"00:02:40",28.434999999999999,27.997,27.757999999999999,23.696000000000002,"00:02:40",29.831,29.283000000000001,29.084,23.709,"00:02:40",33.963999999999999,32.31,33.633000000000003,24.919,"00:02:40",36.436,34.158999999999999,36.195999999999998,24.876999999999999,"00:02:40",39.173000000000002,36.305999999999997,38.688000000000002,25.222999999999999,"00:02:40",24.795000000000002,24.577999999999999,24.545000000000002,24.074000000000002,"00:02:40",24.201000000000001,24.152999999999999,24.08,23.138000000000002,"00:02:40",24.446999999999999,24.474,24.459,23.152999999999999,"00:02:40",29.018000000000001,28.747,30.084,23.172999999999998,"00:02:40",34.97,34.173999999999999,37.298000000000002,23.204999999999998,null,null,null,null,null,"00:02:40",67.850999999999999,38.569000000000003,77.096000000000004,23.28,"00:02:40",66.956000000000003,67.596999999999994,76.94,23.446999999999999,"00:02:40",79.807000000000002,84.076999999999998,93.775999999999996,30.527999999999999,"00:02:40",95.034999999999997,74.391999999999996,87.828000000000003,28.245999999999999,"00:02:40",25.811,25.725999999999999,25.515999999999998,25.02,"00:02:40",26.376999999999999,26.138000000000002,25.928000000000001,25.251000000000001,"00:02:40",27.584,27.029,26.701000000000001,25.100999999999999,"00:02:40",29.933,28.568000000000001,28.292000000000002,25.268000000000001,null,null,null,null,null,"00:02:40",36.969000000000001,33.926000000000002,32.866,25.425999999999998,"00:02:40",41.918999999999997,37.872999999999998,35.840000000000003,25.997,"00:02:40",50.987000000000002,43.386000000000003,40.746000000000002,26.094999999999999,null,null,null,null,null,"00:02:40",82.703000000000003,72.194000000000003,63.819000000000003,28.94,null,null,null,null,null,"00:02:40",100.547,91.197999999999993,80.817999999999998,31.844000000000001,null,null,null,null,null,null,null,null,null,null,null,null,null,null,null,null,null,null,null,null,null,null,null,null,null,null,null,null,"00:02:40",27.957999999999998,27.332999999999998,27.431999999999999,25.427,"00:02:40",34.133000000000003,31.677,32.326000000000001,25.754999999999999,"00:02:40",40.386000000000003,36.064,38.472000000000001,25.763000000000002,"00:02:40",59.345999999999997,49.975999999999999,52.66,28.094999999999999,"00:02:40",84.242999999999995,67.602999999999994,70.072999999999993,30.47,"00:02:40",117.952,96.403999999999996,92.117000000000004,33.728999999999999]
["00:02:41",24.574000000000002,24.603000000000002,24.484999999999999,24.504000000000001,"00:02:41",24.734999999999999,24.779,24.623999999999999,24.518000000000001,"00:02:41",24.934999999999999,24.99,24.797000000000001,24.491,"00:02:41",25.202999999999999,25.283999999999999,25.036000000000001,24.542000000000002,0.56400000000000006,0.47299999999999898,0.43599999999999994,"00:02:41",23.515999999999998,23.564,23.292000000000002,22.997,"00:02:41",24.018000000000001,24.010999999999999,23.582000000000001,23.109000000000002,"00:02:41",24.4,24.402000000000001,23.844000000000001,23.096,"00:02:41",24.97,24.994,24.23,23.143000000000001,"00:02:41",25.236000000000001,25.125,24.739000000000001,23.131,"00:02:41",26.088999999999999,25.89,25.617999999999999,23.285,"00:02:41",26.85,26.588000000000001,26.327000000000002,23.446000000000002,"00:02:41",27.664999999999999,27.289000000000001,27.035,23.594999999999999,"00:02:41",28.442,27.994,27.751000000000001,23.689,"00:02:41",29.849,29.308,29.099,23.709,"00:02:41",33.972000000000001,32.311,33.637,24.911999999999999,"00:02:41",36.447000000000003,34.177999999999997,36.220999999999997,24.876999999999999,"00:02:41",39.191000000000003,36.313000000000002,38.703000000000003,25.253,"00:02:41",24.788,24.577999999999999,24.536999999999999,24.047999999999998,"00:02:41",24.198,24.157,24.076000000000001,23.138000000000002,"00:02:41",24.498000000000001,24.524000000000001,24.518000000000001,23.152999999999999,"00:02:41",29.018000000000001,28.745999999999999,30.088000000000001,23.181999999999999,"00:02:41",34.973999999999997,34.164999999999999,37.299999999999997,23.204999999999998,null,null,null,null,null,"00:02:41",67.823999999999998,38.942,77.135000000000005,23.283000000000001,"00:02:41",66.897000000000006,67.405000000000001,76.957999999999998,23.44,"00:02:41",79.822999999999993,84.150999999999996,93.724000000000004,30.286999999999999,"00:02:41",95.646000000000001,75.055000000000007,88.305000000000007,28.283000000000001,"00:02:41",25.814,25.73,25.52,25.02,"00:02:41",26.37,26.141999999999999,25.939,25.254999999999999,"00:02:41",27.596,27.047999999999998,26.716000000000001,25.109000000000002,"00:02:41",29.933,28.579000000000001,28.295999999999999,25.263999999999999,null,null,null,null,null,"00:02:41",36.969000000000001,33.886000000000003,32.863,25.428999999999998,"00:02:41",41.911999999999999,37.880000000000003,35.887999999999998,25.992999999999999,"00:02:41",50.98,43.393000000000001,40.746000000000002,26.094999999999999,null,null,null,null,null,"00:02:41",82.706999999999994,72.093999999999994,63.841000000000001,28.838000000000001,null,null,null,null,null,"00:02:41",100.38800000000001,90.924999999999997,80.817999999999998,31.687999999999999,null,null,null,null,null,null,null,null,null,null,null,null,null,null,null,null,null,null,null,null,null,null,null,null,null,null,null,null,"00:02:41",27.969000000000001,27.338000000000001,27.439,25.434000000000001,"00:02:41",34.159999999999997,31.681000000000001,32.372999999999998,25.753,"00:02:41",40.557000000000002,36.143999999999998,38.588999999999999,25.788,"00:02:41",59.36,49.972000000000001,52.634999999999998,28.204999999999998,"00:02:41",84.242999999999995,67.760999999999996,69.89,30.53,"00:02:41",118.224,96.504999999999995,91.915999999999997,33.845999999999997]
["00:02:42",24.577999999999999,24.6,24.478000000000002,24.489000000000001,"00:02:42",24.748000000000001,24.774999999999999,24.620999999999999,24.51,"00:02:42",24.931000000000001,24.99,24.798999999999999,24.497,"00:02:42",25.193999999999999,25.29,25.033999999999999,24.527999999999999,0.57000000000000028,0.46399999999999864,0.4339999999999975,"00:02:42",23.510999999999999,23.56,23.285,22.992000000000001,"00:02:42",24.02,24.013000000000002,23.58,23.111000000000001,"00:02:42",24.4,24.408000000000001,23.847000000000001,23.103000000000002,"00:02:42",24.977,24.995999999999999,24.234000000000002,23.140999999999998,"00:02:42",25.25,25.135999999999999,24.745999999999999,23.138999999999999,"00:02:42",26.088999999999999,25.898,25.617999999999999,23.285,"00:02:42",26.85,26.577999999999999,26.32,23.428000000000001,"00:02:42",27.661000000000001,27.289000000000001,27.024000000000001,23.591999999999999,"00:02:42",28.443000000000001,27.986000000000001,27.751000000000001,23.681999999999999,"00:02:42",29.864000000000001,29.323,29.114000000000001,23.722999999999999,"00:02:42",33.982999999999997,32.314999999999998,33.648000000000003,24.902000000000001,"00:02:42",36.459000000000003,34.173999999999999,36.215000000000003,24.87,"00:02:42",39.188000000000002,36.317,38.707000000000001,25.268000000000001,"00:02:42",24.795000000000002,24.588999999999999,24.538,24.015000000000001,"00:02:42",24.193999999999999,24.154,24.077999999999999,23.14,"00:02:42",24.542000000000002,24.568000000000001,24.571999999999999,23.152999999999999,"00:02:42",29.024999999999999,28.742000000000001,30.088000000000001,23.181000000000001,"00:02:42",34.978999999999999,34.162999999999997,37.307000000000002,23.21,null,null,null,null,null,"00:02:42",67.777000000000001,39.445,77.162000000000006,23.283000000000001,"00:02:42",66.844999999999999,67.179000000000002,76.950999999999993,23.440999999999999,"00:02:42",79.78,84.233999999999995,93.753,30.085000000000001,"00:02:42",95.954999999999998,75.567999999999998,88.734999999999999,28.366,"00:02:42",25.811,25.722999999999999,25.52,25.027000000000001,"00:02:42",26.373999999999999,26.149000000000001,25.943000000000001,25.262,"00:02:42",27.599,27.055,26.727,25.12,"00:02:42",29.937000000000001,28.587,28.295999999999999,25.260999999999999,null,null,null,null,null,"00:02:42",36.957999999999998,33.866,32.845999999999997,25.427,"00:02:42",41.926000000000002,37.890999999999998,35.953000000000003,25.971,"00:02:42",50.973999999999997,43.47,40.750999999999998,26.004000000000001,null,null,null,null,null,"00:02:42",82.706999999999994,71.944000000000003,63.963000000000001,28.945,null,{"$f":"GH139-GH3","v":68.170999999999992},{"$f":"GI139-GI3","v":59.100999999999992},46.325000000000003,4.4269999999999996,"00:02:42",100.09699999999999,90.838999999999999,80.814999999999998,32.347999999999999,null,null,null,null,null,null,null,null,null,null,null,null,null,null,null,null,null,null,null,null,null,null,null,null,null,null,null,null,"00:02:42",27.969000000000001,27.350999999999999,27.44,25.422999999999998,"00:02:42",34.168999999999997,31.663,32.377000000000002,25.751999999999999,"00:02:42",40.947000000000003,36.356999999999999,38.898000000000003,25.882000000000001,"00:02:42",59.430999999999997,49.95,52.649000000000001,28.172000000000001,"00:02:42",84.213999999999999,67.828999999999994,69.790000000000006,30.506,"00:02:42",118.279,96.576999999999998,91.88,33.914999999999999]
["00:02:43",24.574000000000002,24.596,24.481999999999999,24.5,"00:02:43",24.745999999999999,24.783000000000001,24.620999999999999,24.518000000000001,"00:02:43",24.933,24.989000000000001,24.794,24.492000000000001,"00:02:43",25.2,25.29,25.024999999999999,24.527000000000001,0.57000000000000028,0.46999999999999886,0.42499999999999716,"00:02:43",23.507000000000001,23.555,23.286999999999999,22.989000000000001,"00:02:43",24.024000000000001,24.015000000000001,23.579000000000001,23.117000000000001,"00:02:43",24.41,24.419,23.853999999999999,23.113,"00:02:43",24.972000000000001,24.986999999999998,24.225000000000001,23.138000000000002,"00:02:43",25.271000000000001,25.158999999999999,24.763000000000002,23.138999999999999,"00:02:43",26.106999999999999,25.911999999999999,25.622,23.285,"00:02:43",26.85,26.581,26.324000000000002,23.420999999999999,"00:02:43",27.661000000000001,27.282,27.027999999999999,23.596,"00:02:43",28.443000000000001,27.983000000000001,27.757999999999999,23.693000000000001,"00:02:43",29.879000000000001,29.335000000000001,29.125,23.724,"00:02:43",33.994,32.317999999999998,33.662999999999997,24.902000000000001,"00:02:43",36.459000000000003,34.177999999999997,36.210999999999999,24.87,"00:02:43",39.203000000000003,36.323999999999998,38.725000000000001,25.260999999999999,"00:02:43",24.798999999999999,24.588999999999999,24.53,24.001000000000001,"00:02:43",24.2,24.157,24.076000000000001,23.132999999999999,"00:02:43",24.579000000000001,24.603000000000002,24.609000000000002,23.143999999999998,"00:02:43",29.015999999999998,28.733000000000001,30.077000000000002,23.172999999999998,"00:02:43",34.984999999999999,34.154000000000003,37.308999999999997,23.201000000000001,null,null,null,null,null,"00:02:43",67.760999999999996,40.064,77.162000000000006,23.295999999999999,"00:02:43",66.8,67.105999999999995,76.950999999999993,23.446999999999999,"00:02:43",79.703999999999994,84.260999999999996,93.775000000000006,30.187999999999999,"00:02:43",96.197000000000003,76.057000000000002,89.105999999999995,28.486000000000001,"00:02:43",25.818000000000001,25.736999999999998,25.527999999999999,25.027000000000001,"00:02:43",26.37,26.138000000000002,25.936,25.259,"00:02:43",27.599,27.055,26.72,25.116,"00:02:43",29.93,28.579000000000001,28.285,25.260999999999999,null,null,null,null,null,"00:02:43",36.950000000000003,33.865000000000002,32.841000000000001,25.417999999999999,"00:02:43",41.926000000000002,37.859000000000002,35.978999999999999,25.934000000000001,"00:02:43",51.003,43.564999999999998,40.755000000000003,26.015000000000001,null,null,null,null,null,"00:02:43",82.700999999999993,71.912000000000006,63.991999999999997,28.887,null,null,{"$f":"AVERAGE(GH165:GI165)","v":63.635999999999996},null,null,"00:02:43",99.754999999999995,91.037000000000006,80.805000000000007,32.573999999999998,null,null,null,null,null,null,null,null,null,null,null,null,null,null,null,null,null,null,null,null,null,null,null,null,null,null,null,null,"00:02:43",27.962,27.347999999999999,27.44,25.427,"00:02:43",34.168999999999997,31.658999999999999,32.372999999999998,25.754999999999999,"00:02:43",41.180999999999997,36.487000000000002,39.081000000000003,25.939,"00:02:43",59.454000000000001,49.942999999999998,52.664000000000001,28.157,"00:02:43",84.195999999999998,67.832999999999998,69.7,30.459,"00:02:43",118.36199999999999,96.695999999999998,91.930999999999997,33.780999999999999]
["00:02:44",24.574000000000002,24.606999999999999,24.497,24.504000000000001,"00:02:44",24.748000000000001,24.780999999999999,24.625,24.515000000000001,"00:02:44",24.936,24.992999999999999,24.800999999999998,24.498000000000001,"00:02:44",25.2,25.288,25.030999999999999,24.523,0.56800000000000139,0.46999999999999886,0.43099999999999739,"00:02:44",23.513000000000002,23.561,23.289000000000001,22.992999999999999,"00:02:44",24.021000000000001,24.018999999999998,23.579000000000001,23.106000000000002,"00:02:44",24.411999999999999,24.422999999999998,23.853999999999999,23.117999999999999,"00:02:44",24.968,24.992000000000001,24.228999999999999,23.14,"00:02:44",25.282,25.166,24.776,23.135000000000002,"00:02:44",26.103999999999999,25.908999999999999,25.626000000000001,23.282,"00:02:44",26.853999999999999,26.588999999999999,26.32,23.414000000000001,"00:02:44",27.658000000000001,27.286000000000001,27.029,23.591999999999999,"00:02:44",28.439,27.986999999999998,27.759,23.693000000000001,"00:02:44",29.887,29.335000000000001,29.135999999999999,23.724,"00:02:44",34.006,32.326000000000001,33.667000000000002,24.917000000000002,"00:02:44",36.463000000000001,34.177999999999997,36.215000000000003,24.873999999999999,"00:02:44",39.216999999999999,36.328000000000003,38.728999999999999,25.231000000000002,"00:02:44",24.806000000000001,24.597000000000001,24.53,23.992999999999999,"00:02:44",24.202000000000002,24.155999999999999,24.077000000000002,23.138000000000002,"00:02:44",24.617999999999999,24.641999999999999,24.667999999999999,23.15,"00:02:44",29.018000000000001,28.733000000000001,30.074999999999999,23.175000000000001,"00:02:44",34.984999999999999,34.139000000000003,37.317999999999998,23.202999999999999,null,null,null,null,null,"00:02:44",67.760999999999996,40.356000000000002,77.159000000000006,23.286000000000001,"00:02:44",66.81,67.335999999999999,76.962000000000003,23.446999999999999,"00:02:44",79.644999999999996,84.242999999999995,93.76,30.260999999999999,"00:02:44",96.444999999999993,76.873000000000005,89.738,28.803999999999998,"00:02:44",25.821999999999999,25.734000000000002,25.524000000000001,25.035,"00:02:44",26.366,26.138000000000002,25.939,25.265999999999998,"00:02:44",27.599,27.047999999999998,26.716000000000001,25.111999999999998,"00:02:44",29.922000000000001,28.571999999999999,28.274000000000001,25.25,null,null,null,null,null,"00:02:44",36.954000000000001,33.886000000000003,32.841000000000001,25.407,"00:02:44",41.944000000000003,37.859000000000002,35.985999999999997,25.922999999999998,"00:02:44",51.014000000000003,43.582999999999998,40.755000000000003,26.052,null,null,null,null,null,"00:02:44",82.718999999999994,71.876999999999995,63.993000000000002,28.843,null,null,null,null,null,"00:02:44",99.448999999999998,90.908000000000001,80.798000000000002,32.625,null,null,null,null,null,null,null,null,null,null,null,null,null,null,null,null,null,null,null,null,null,null,null,null,null,null,null,null,"00:02:44",27.968,27.355,27.437999999999999,25.42,"00:02:44",34.155000000000001,31.625,32.366,25.78,"00:02:44",41.314999999999998,36.563000000000002,39.179000000000002,25.975999999999999,"00:02:44",59.454000000000001,49.947000000000003,52.652999999999999,28.138999999999999,"00:02:44",84.168000000000006,67.850999999999999,69.376999999999995,30.443999999999999,"00:02:44",118.47799999999999,96.88,92.430999999999997,33.911999999999999]
["00:02:45",24.585999999999999,24.603999999999999,24.497,24.494,"00:02:45",24.747,24.777999999999999,24.62,24.509,"00:02:45",24.931999999999999,24.991,24.79,24.495999999999999,"00:02:45",25.2,25.286999999999999,25.027000000000001,24.529,0.56700000000000017,0.46999999999999886,0.4269999999999996,"00:02:45",23.506,23.561,23.291,22.984000000000002,"00:02:45",24.021000000000001,24.021000000000001,23.582999999999998,23.120999999999999,"00:02:45",24.425000000000001,24.434000000000001,23.869,23.135000000000002,"00:02:45",24.97,24.998000000000001,24.234999999999999,23.14,"00:02:45",25.298999999999999,25.181000000000001,24.782,23.126000000000001,"00:02:45",26.108000000000001,25.913,25.629000000000001,23.282,"00:02:45",26.832000000000001,26.582000000000001,26.327999999999999,23.417999999999999,"00:02:45",27.658000000000001,27.286000000000001,27.032,23.596,"00:02:45",28.443000000000001,27.99,27.77,23.719000000000001,"00:02:45",29.913,29.338999999999999,29.14,23.713000000000001,"00:02:45",34.009,32.323,33.670999999999999,24.913,"00:02:45",36.463000000000001,34.167999999999999,36.215000000000003,24.867000000000001,"00:02:45",39.216999999999999,36.332000000000001,38.732999999999997,25.206,"00:02:45",24.806999999999999,24.600999999999999,24.523,23.994,"00:02:45",24.196000000000002,24.15,24.074999999999999,23.131,"00:02:45",24.666,24.684000000000001,24.707999999999998,23.161000000000001,"00:02:45",29.026,28.733000000000001,30.081,23.178999999999998,"00:02:45",34.988999999999997,34.131,37.317999999999998,23.2,null,null,null,null,null,"00:02:45",67.792000000000002,40.308999999999997,77.183999999999997,23.292999999999999,"00:02:45",66.846999999999994,67.489999999999995,76.968999999999994,23.451000000000001,"00:02:45",79.629000000000005,84.465000000000003,93.71,30.431999999999999,"00:02:45",96.748000000000005,77.165999999999997,90.143000000000001,28.815000000000001,"00:02:45",25.818000000000001,25.738,25.535,25.024000000000001,"00:02:45",26.385000000000002,26.146000000000001,25.943000000000001,25.263000000000002,"00:02:45",27.603000000000002,27.059000000000001,26.72,25.111999999999998,"00:02:45",29.919,28.568000000000001,28.280999999999999,25.253,null,null,null,null,null,"00:02:45",36.956000000000003,33.893999999999998,32.835000000000001,25.393999999999998,null,null,null,null,null,"00:02:45",51.008000000000003,43.543999999999997,40.762999999999998,26.074999999999999,null,null,null,null,null,"00:02:45",82.772999999999996,72.156999999999996,63.975000000000001,28.954000000000001,null,null,null,null,null,"00:02:45",98.215000000000003,90.869,81.527000000000001,32.570999999999998,null,null,null,null,null,null,null,null,null,null,null,null,null,null,null,null,null,null,null,null,null,null,null,null,null,null,null,null,"00:02:45",27.959,27.363,27.436,25.413,"00:02:45",34.143999999999998,31.623000000000001,32.362000000000002,25.777999999999999,"00:02:45",41.655999999999999,36.734000000000002,39.424999999999997,26.041,"00:02:45",59.44,49.95,52.52,28.254999999999999,"00:02:45",84.168000000000006,67.908000000000001,69.275999999999996,30.597000000000001,"00:02:45",118.54,96.882999999999996,92.725999999999999,33.918999999999997]
["00:02:46",24.582000000000001,24.600999999999999,24.498000000000001,24.498000000000001,"00:02:46",24.742999999999999,24.774000000000001,24.616,24.507999999999999,"00:02:46",24.931999999999999,24.995000000000001,24.795999999999999,24.498000000000001,"00:02:46",25.2,25.294,25.038,24.533000000000001,0.57400000000000162,0.46999999999999886,0.43799999999999883,"00:02:46",23.51,23.567,23.291,22.988,"00:02:46",24.018999999999998,24.023,23.582000000000001,23.122,"00:02:46",24.428999999999998,24.437999999999999,23.864000000000001,23.13,"00:02:46",24.975999999999999,24.991,24.228999999999999,23.135999999999999,"00:02:46",25.298999999999999,25.196000000000002,24.797000000000001,23.135999999999999,"00:02:46",26.100999999999999,25.917000000000002,25.626000000000001,23.277999999999999,"00:02:46",26.803000000000001,26.585999999999999,26.332000000000001,23.417999999999999,"00:02:46",27.669,27.29,27.033000000000001,23.611000000000001,"00:02:46",28.451000000000001,27.994,27.774000000000001,23.715,"00:02:46",29.923999999999999,29.331,29.143999999999998,23.698,"00:02:46",34.012999999999998,32.33,33.677999999999997,24.899000000000001,"00:02:46",36.466999999999999,34.182000000000002,36.237000000000002,24.870999999999999,"00:02:46",39.228999999999999,36.328000000000003,38.74,25.187999999999999,"00:02:46",24.811,24.605,24.52,23.994,"00:02:46",24.190999999999999,24.152000000000001,24.077000000000002,23.135000000000002,"00:02:46",24.707999999999998,24.722999999999999,24.762,23.161000000000001,"00:02:46",29.029,28.741,30.09,23.187000000000001,"00:02:46",35.000999999999998,34.131,37.326000000000001,23.2,null,null,null,null,null,null,null,null,null,null,"00:02:46",66.852999999999994,67.393000000000001,76.977999999999994,23.446000000000002,"00:02:46",79.638000000000005,84.683999999999997,93.765000000000001,30.398,"00:02:46",97.075000000000003,77.117000000000004,90.453999999999994,28.76,"00:02:46",25.832999999999998,25.741,25.532,25.035,"00:02:46",26.37,26.141999999999999,25.928999999999998,25.254999999999999,"00:02:46",27.606999999999999,27.065999999999999,26.731000000000002,25.12,"00:02:46",29.925999999999998,28.587,28.292000000000002,25.257000000000001,null,null,null,null,null,null,null,null,null,null,null,null,null,null,null,"00:02:46",50.969000000000001,43.475999999999999,40.764000000000003,26.167999999999999,null,{"$f":"FX147-FX3","v":49.811},{"$f":"FY147-FY3","v":40.116},32.326999999999998,4.7379999999999995,"00:02:46",82.787999999999997,72.016999999999996,63.963999999999999,29.06,null,null,null,null,null,"00:02:46",75.975999999999999,90.992000000000004,81.004000000000005,32.79,null,null,null,null,null,null,null,null,null,null,null,null,null,null,null,null,null,null,null,null,null,null,null,null,null,null,null,null,"00:02:46",27.962,27.363,27.443999999999999,25.390999999999998,"00:02:46",34.125999999999998,31.611999999999998,32.354999999999997,25.77,"00:02:46",41.832999999999998,36.822000000000003,39.554000000000002,26.076000000000001,"00:02:46",59.457999999999998,49.954000000000001,52.414999999999999,28.315999999999999,"00:02:46",84.182000000000002,67.968999999999994,69.347999999999999,30.611999999999998,"00:02:46",118.678,96.814999999999998,93.19,34.134]
["00:02:47",24.574999999999999,24.594000000000001,24.494,24.501999999999999,"00:02:47",24.728999999999999,24.768999999999998,24.611000000000001,24.504000000000001,"00:02:47",24.937999999999999,24.997,24.803999999999998,24.495999999999999,"00:02:47",25.206,25.292999999999999,25.035,24.538,0.5730000000000004,0.47599999999999909,0.43499999999999872,"00:02:47",23.512,23.562000000000001,23.29,22.986000000000001,"00:02:47",24.023,24.018000000000001,23.588999999999999,23.123999999999999,"00:02:47",24.425000000000001,24.443999999999999,23.867999999999999,23.13,"00:02:47",24.984000000000002,24.997,24.239000000000001,23.137,"00:02:47",25.314,25.210999999999999,24.821000000000002,23.143000000000001,"00:02:47",26.111999999999998,25.917000000000002,25.632999999999999,23.279,"00:02:47",26.806999999999999,26.593,26.338999999999999,23.407,"00:02:47",27.661999999999999,27.294,27.033000000000001,23.603999999999999,"00:02:47",28.454000000000001,27.998000000000001,27.777000000000001,23.734000000000002,"00:02:47",29.927,29.331,29.155000000000001,23.709,"00:02:47",34.036000000000001,32.344999999999999,33.682000000000002,24.885000000000002,"00:02:47",36.478000000000002,34.182000000000002,36.234000000000002,24.867000000000001,"00:02:47",39.247,36.340000000000003,38.752000000000002,25.202999999999999,"00:02:47",24.814,24.619,24.513000000000002,23.983000000000001,"00:02:47",24.204000000000001,24.152000000000001,24.077000000000002,23.137,"00:02:47",24.74,24.741,24.797000000000001,23.155999999999999,"00:02:47",29.024000000000001,28.733000000000001,30.088000000000001,23.181000000000001,"00:02:47",35.005000000000003,34.131,37.337000000000003,23.209,null,null,null,null,null,null,null,null,null,null,"00:02:47",66.864000000000004,67.253,76.974000000000004,23.443999999999999,"00:02:47",79.671999999999997,84.766000000000005,93.784000000000006,30.484999999999999,"00:02:47",97.418999999999997,76.772000000000006,90.796000000000006,28.908000000000001,"00:02:47",25.832999999999998,25.745000000000001,25.532,25.030999999999999,null,null,null,null,null,"00:02:47",27.606999999999999,27.065999999999999,26.731000000000002,25.126999999999999,"00:02:47",29.925999999999998,28.59,28.289000000000001,25.253,null,null,null,null,null,null,null,null,null,null,null,null,null,null,null,"00:02:47",50.94,43.442999999999998,40.779000000000003,26.178999999999998,null,null,{"$f":"AVERAGE(FX169:FY169)","v":44.963499999999996},null,null,"00:02:47",82.805999999999997,71.823999999999998,63.965000000000003,28.91,null,null,null,null,null,"00:02:47",69.332999999999998,91.117999999999995,81.078999999999994,32.648000000000003,null,null,null,null,null,null,null,null,null,null,null,null,null,null,null,null,null,null,null,null,null,null,null,null,null,null,null,null,"00:02:47",27.952000000000002,27.344000000000001,27.434999999999999,25.38,"00:02:47",34.098999999999997,31.605,32.372999999999998,25.734000000000002,"00:02:47",41.945999999999998,36.898000000000003,39.642000000000003,26.071999999999999,"00:02:47",59.472000000000001,49.957999999999998,52.353999999999999,28.294,"00:02:47",84.257999999999996,68.117000000000004,69.477999999999994,30.733000000000001,"00:02:47",118.758,96.527000000000001,93.352999999999994,34.167000000000002]
["00:02:48",24.587,24.605,24.498000000000001,24.513000000000002,"00:02:48",24.742000000000001,24.774999999999999,24.617000000000001,24.507999999999999,"00:02:48",24.931000000000001,24.99,24.802,24.492999999999999,"00:02:48",25.213999999999999,25.3,25.044,24.544,0.58000000000000185,0.48399999999999821,0.44399999999999906,"00:02:48",23.510999999999999,23.562000000000001,23.295000000000002,22.988,"00:02:48",24.026,24.024000000000001,23.59,23.131,"00:02:48",24.428000000000001,24.443999999999999,23.873999999999999,23.131,"00:02:48",24.977,25.006,24.234999999999999,23.137,"00:02:48",25.34,25.219000000000001,24.817,23.129000000000001,"00:02:48",26.119,25.91,25.634,23.279,"00:02:48",26.814,26.593,26.347000000000001,23.411000000000001,"00:02:48",27.658000000000001,27.294,27.033000000000001,23.603999999999999,"00:02:48",28.454999999999998,27.995000000000001,27.774000000000001,23.727,"00:02:48",29.942,29.335000000000001,29.172999999999998,23.713000000000001,"00:02:48",34.036000000000001,32.344999999999999,33.686,24.855,"00:02:48",36.488999999999997,34.194000000000003,36.234000000000002,24.856999999999999,"00:02:48",39.250999999999998,36.350999999999999,38.759,25.231999999999999,"00:02:48",24.815000000000001,24.609000000000002,24.509,23.975999999999999,"00:02:48",24.207000000000001,24.158000000000001,24.09,23.149000000000001,"00:02:48",24.766999999999999,24.765000000000001,24.834,23.164999999999999,"00:02:48",29.027999999999999,28.741,30.085000000000001,23.178000000000001,"00:02:48",35.011000000000003,34.137999999999998,37.345999999999997,23.207000000000001,null,null,null,null,null,null,null,null,null,null,"00:02:48",66.896000000000001,67.218999999999994,77.013999999999996,23.449000000000002,"00:02:48",79.685000000000002,85,93.801000000000002,30.593,"00:02:48",97.694999999999993,76.543000000000006,91.085999999999999,28.93,"00:02:48",25.841000000000001,25.748999999999999,25.539000000000001,25.042000000000002,null,null,null,null,null,"00:02:48",27.617999999999999,27.065999999999999,26.728000000000002,25.126999999999999,null,null,null,null,null,null,null,null,null,null,null,null,null,null,null,null,null,null,null,null,"00:02:48",50.893999999999998,43.448,40.756999999999998,26.062000000000001,null,null,null,null,null,"00:02:48",82.81,71.730999999999995,63.944000000000003,28.87,null,null,null,null,null,"00:02:48",59.789000000000001,91.031999999999996,81.197999999999993,32.426000000000002,null,null,null,null,null,null,null,null,null,null,null,null,null,null,null,null,null,null,null,null,null,null,null,null,null,null,null,null,"00:02:48",27.948,27.332999999999998,27.428999999999998,25.372,"00:02:48",34.082000000000001,31.597000000000001,32.395000000000003,25.686,"00:02:48",42.210999999999999,37.090000000000003,39.817,26.058,"00:02:48",59.545000000000002,49.960999999999999,52.241999999999997,28.154,"00:02:48",84.296999999999997,68.234999999999999,69.503,30.809000000000001,"00:02:48",118.761,96.311000000000007,93.370999999999995,34.119999999999997]
["00:02:49",24.587,24.602,24.491,24.506,"00:02:49",24.744,24.774999999999999,24.614999999999998,24.503,"00:02:49",24.931000000000001,24.99,24.798999999999999,24.49,"00:02:49",25.221,25.303999999999998,25.045999999999999,24.542000000000002,0.58399999999999963,0.49099999999999966,0.44599999999999795,"00:02:49",23.513000000000002,23.565999999999999,23.294,22.989000000000001,"00:02:49",24.030999999999999,24.024000000000001,23.594000000000001,23.135000000000002,"00:02:49",24.439,24.446000000000002,23.876000000000001,23.129000000000001,"00:02:49",24.98,25.015000000000001,24.236999999999998,23.137,"00:02:49",25.347999999999999,25.236999999999998,24.831,23.14,"00:02:49",26.116,25.913,25.63,23.268000000000001,"00:02:49",26.829000000000001,26.605,26.350999999999999,23.411000000000001,"00:02:49",27.67,27.302,27.036999999999999,23.614999999999998,"00:02:49",28.466000000000001,28.009,27.780999999999999,23.719000000000001,"00:02:49",29.946000000000002,29.327999999999999,29.17,23.713000000000001,"00:02:49",34.029000000000003,32.341999999999999,33.679000000000002,24.847999999999999,"00:02:49",36.485999999999997,34.186999999999998,36.238,24.853000000000002,"00:02:49",39.255000000000003,36.362000000000002,38.759,25.221,"00:02:49",24.821999999999999,24.605,24.498000000000001,23.975999999999999,"00:02:49",24.207000000000001,24.161000000000001,24.093,23.152999999999999,"00:02:49",24.792999999999999,24.798999999999999,24.864999999999998,23.155999999999999,"00:02:49",29.026,28.748000000000001,30.091999999999999,23.184999999999999,"00:02:49",35.012,34.142000000000003,37.341000000000001,23.204000000000001,null,null,null,null,null,null,null,null,null,null,"00:02:49",66.914000000000001,67.183999999999997,77.072999999999993,23.45,"00:02:49",79.680999999999997,84.936000000000007,93.742000000000004,30.696999999999999,"00:02:49",97.911000000000001,76.957999999999998,91.316999999999993,28.923999999999999,"00:02:49",25.837,25.745000000000001,25.542999999999999,25.042000000000002,null,null,null,null,null,"00:02:49",27.614000000000001,27.065999999999999,26.731000000000002,25.131,null,null,null,null,null,null,null,null,null,null,null,null,null,null,null,null,null,null,null,null,"00:02:49",50.857999999999997,43.499000000000002,40.758000000000003,26.004000000000001,null,null,null,null,null,"00:02:49",82.807000000000002,71.620999999999995,63.957999999999998,29.04,null,null,null,null,null,"00:02:49",53.252000000000002,91.168999999999997,81.292000000000002,32.238,null,null,null,null,null,null,null,null,null,null,null,null,null,null,null,null,null,null,null,null,null,null,null,null,null,null,null,null,"00:02:49",27.943999999999999,27.326000000000001,27.433,25.387,"00:02:49",34.070999999999998,31.605,32.414000000000001,25.655999999999999,"00:02:49",42.366999999999997,37.186,39.896999999999998,26.05,"00:02:49",59.584000000000003,49.936,52.183999999999997,28.106000000000002,"00:02:49",84.311999999999998,68.263999999999996,69.462999999999994,30.844999999999999,"00:02:49",118.729,96.055999999999997,93.406999999999996,33.911999999999999]
["00:02:50",24.58,24.602,24.498999999999999,24.501999999999999,"00:02:50",24.748000000000001,24.776,24.619,24.512,"00:02:50",24.939,24.994,24.798999999999999,24.492000000000001,"00:02:50",25.21,25.298999999999999,25.042999999999999,24.533000000000001,0.57900000000000063,0.48000000000000043,0.44299999999999784,"00:02:50",23.516999999999999,23.571999999999999,23.295999999999999,22.995999999999999,"00:02:50",24.033000000000001,24.032,23.594000000000001,23.140999999999998,"00:02:50",24.445,24.456,23.882999999999999,23.135000000000002,"00:02:50",24.975000000000001,25.018999999999998,24.231999999999999,23.134,"00:02:50",25.355,25.251999999999999,24.838000000000001,23.14,"00:02:50",26.116,25.925000000000001,25.640999999999998,23.279,"00:02:50",26.835999999999999,26.605,26.358000000000001,23.417999999999999,"00:02:50",27.67,27.302,27.044,23.611999999999998,"00:02:50",28.472999999999999,28.01,27.780999999999999,23.727,"00:02:50",29.954000000000001,29.338999999999999,29.181000000000001,23.731999999999999,"00:02:50",34.033000000000001,32.338000000000001,33.679000000000002,24.852,"00:02:50",36.497,34.198,36.262999999999998,24.861000000000001,"00:02:50",39.262,36.362000000000002,38.770000000000003,25.187999999999999,"00:02:50",24.826000000000001,24.613,24.498999999999999,23.975999999999999,"00:02:50",24.210999999999999,24.169,24.088000000000001,23.138999999999999,"00:02:50",24.824000000000002,24.812000000000001,24.887,23.158000000000001,"00:02:50",29.026,28.751999999999999,30.091999999999999,23.183,"00:02:50",35.009,34.146999999999998,37.354999999999997,23.213000000000001,null,null,null,null,null,null,null,null,null,null,"00:02:50",66.912999999999997,67.054000000000002,77.072999999999993,23.452999999999999,"00:02:50",79.691999999999993,84.659000000000006,93.7,30.376999999999999,"00:02:50",98.149000000000001,77.036000000000001,91.584999999999994,29.001999999999999,"00:02:50",25.841000000000001,25.745000000000001,25.547000000000001,25.042999999999999,null,null,null,null,null,"00:02:50",27.614000000000001,27.065999999999999,26.731000000000002,25.116,null,null,null,null,null,null,null,null,null,null,null,null,null,null,null,null,null,null,null,null,"00:02:50",50.859000000000002,43.531999999999996,40.768999999999998,25.96,null,null,null,null,null,"00:02:50",82.817999999999998,71.435000000000002,63.97,29.378,null,null,null,null,null,"00:02:50",50.676000000000002,91.18,81.316999999999993,32.329000000000001,null,null,null,null,null,null,null,null,null,null,null,null,null,null,null,null,null,null,null,null,null,null,null,null,null,null,null,null,"00:02:50",27.95,27.324999999999999,27.433,25.398,"00:02:50",34.082000000000001,31.620999999999999,32.459000000000003,25.629000000000001,"00:02:50",42.485999999999997,37.241,39.923000000000002,26.042999999999999,"00:02:50",59.601999999999997,49.94,52.183999999999997,28.065999999999999,"00:02:50",84.361999999999995,68.325000000000003,69.352000000000004,30.762,"00:02:50",118.7,96.049000000000007,93.147999999999996,33.865000000000002]
["00:02:51",24.587,24.609000000000002,24.492000000000001,24.498999999999999,"00:02:51",24.75,24.783000000000001,24.626999999999999,24.515999999999998,"00:02:51",24.940999999999999,24.994,24.803000000000001,24.498999999999999,"00:02:51",25.209,25.292999999999999,25.042999999999999,24.541,0.5730000000000004,0.4789999999999992,0.44299999999999784,"00:02:51",23.512,23.568999999999999,23.292999999999999,22.989000000000001,"00:02:51",24.036999999999999,24.026,23.594000000000001,23.14,"00:02:51",24.446999999999999,24.46,23.882000000000001,23.13,"00:02:51",24.978999999999999,25.027000000000001,24.231999999999999,23.137,"00:02:51",25.372,25.263000000000002,24.856999999999999,23.143999999999998,"00:02:51",26.12,25.920999999999999,25.640999999999998,23.276,"00:02:51",26.844000000000001,26.576000000000001,26.350999999999999,23.404,"00:02:51",27.666,27.298999999999999,27.045000000000002,23.605,"00:02:51",28.472999999999999,28.013000000000002,27.789000000000001,23.727,"00:02:51",29.95,29.347000000000001,29.181000000000001,23.739000000000001,"00:02:51",34.026000000000003,32.338999999999999,33.671999999999997,24.852,"00:02:51",36.503999999999998,34.201999999999998,36.256,24.882999999999999,"00:02:51",39.250999999999998,36.359000000000002,38.771000000000001,25.163,"00:02:51",24.834,24.613,24.501999999999999,23.98,"00:02:51",24.210999999999999,24.158000000000001,24.088000000000001,23.148,"00:02:51",24.85,24.841000000000001,24.916,23.149000000000001,"00:02:51",29.016999999999999,28.760999999999999,30.1,23.187000000000001,"00:02:51",35.005000000000003,34.151000000000003,37.35,23.206,null,null,null,null,null,null,null,null,null,null,"00:02:51",66.942999999999998,66.978999999999999,77.093000000000004,23.45,"00:02:51",79.697999999999993,84.430999999999997,93.69,30.497,"00:02:51",98.248999999999995,77.013000000000005,91.792000000000002,29.065999999999999,"00:02:51",25.841000000000001,25.745000000000001,25.539000000000001,25.039000000000001,null,null,null,null,null,"00:02:51",27.614000000000001,27.062999999999999,26.734999999999999,25.12,null,null,null,null,null,null,null,null,null,null,null,null,null,null,null,null,null,null,null,null,"00:02:51",50.874000000000002,43.720999999999997,40.777000000000001,26.027000000000001,null,null,null,null,null,"00:02:51",82.754000000000005,71.531999999999996,63.933999999999997,29.408000000000001,null,null,null,null,null,"00:02:51",46.456000000000003,91.26,81.349999999999994,32.191000000000003,null,null,null,null,null,null,null,null,null,null,null,null,null,null,null,null,null,null,null,null,null,null,null,null,{"$f":"HO149-HO23","v":0.60800000000000054},{"$f":"HP149-HP23","v":0.41199999999999903},{"$f":"HQ149-HQ23","v":0.54199999999999804},{"$f":"HR149-HR23","v":-0.16400000000000148},"00:02:51",27.948,27.315000000000001,27.428999999999998,25.405999999999999,"00:02:51",34.085999999999999,31.623000000000001,32.475999999999999,25.641999999999999,"00:02:51",42.725999999999999,37.369999999999997,40.018999999999998,26.141999999999999,"00:02:51",59.683999999999997,49.98,52.183999999999997,28.004999999999999,"00:02:51",84.402000000000001,68.421999999999997,69.233999999999995,30.678000000000001,"00:02:51",118.726,96.132000000000005,93.082999999999998,33.923000000000002]
["00:02:52",24.584,24.613,24.503,24.503,"00:02:52",24.751999999999999,24.780999999999999,24.631,24.52,"00:02:52",24.940999999999999,24.995999999999999,24.798999999999999,24.492000000000001,"00:02:52",25.213000000000001,25.295000000000002,25.042999999999999,24.545000000000002,0.57500000000000284,0.48300000000000054,0.44299999999999784,"00:02:52",23.513999999999999,23.562999999999999,23.286999999999999,22.989000000000001,"00:02:52",24.036000000000001,24.03,23.594000000000001,23.14,"00:02:52",24.443000000000001,24.452999999999999,23.882000000000001,23.128,"00:02:52",24.99,25.045000000000002,24.24,23.146999999999998,"00:02:52",25.378,25.276,24.859000000000002,23.146000000000001,"00:02:52",26.138000000000002,25.928999999999998,25.638000000000002,23.271999999999998,"00:02:52",26.841000000000001,26.556999999999999,26.359000000000002,23.385999999999999,"00:02:52",27.667000000000002,27.298999999999999,27.041,23.616,"00:02:52",28.466000000000001,28.013999999999999,27.789000000000001,23.731000000000002,"00:02:52",29.969000000000001,29.347000000000001,29.184999999999999,23.747,"00:02:52",34.048000000000002,32.35,33.683,24.86,"00:02:52",36.508000000000003,34.201999999999998,36.274999999999999,24.913,"00:02:52",39.265999999999998,36.377000000000002,38.781999999999996,25.148,"00:02:52",24.83,24.609000000000002,24.484000000000002,23.975999999999999,"00:02:52",24.206,24.164999999999999,24.082000000000001,23.143999999999998,"00:02:52",24.870999999999999,24.858000000000001,24.948,23.16,"00:02:52",29.023,28.765000000000001,30.091999999999999,23.187000000000001,null,null,null,null,null,null,null,null,null,null,null,null,null,null,null,"00:02:52",67.087000000000003,67.102999999999994,77.125,23.454999999999998,"00:02:52",79.692999999999998,84.326999999999998,93.715000000000003,30.541,"00:02:52",98.381,77.082999999999998,91.947000000000003,29.113,"00:02:52",25.841000000000001,25.742000000000001,25.547000000000001,25.042999999999999,null,null,null,null,null,"00:02:52",27.617999999999999,27.074000000000002,26.734999999999999,25.12,null,null,null,null,null,null,null,null,null,null,null,null,null,null,null,null,null,null,null,null,null,null,null,null,null,null,null,null,null,null,"00:02:52",82.757999999999996,71.567999999999998,63.908999999999999,29.25,null,null,null,null,null,"00:02:52",43.131,91.962000000000003,81.436999999999998,32.409999999999997,null,null,null,null,null,null,null,null,null,null,null,null,null,null,null,null,null,null,null,null,null,null,null,null,null,null,null,null,"00:02:52",27.952000000000002,27.308,27.428999999999998,25.417000000000002,"00:02:52",34.085999999999999,31.62,32.500999999999998,25.667999999999999,"00:02:52",42.881,37.466999999999999,40.079000000000001,26.152999999999999,"00:02:52",59.758000000000003,50.015999999999998,52.17,28,"00:02:52",84.42,68.436999999999998,69.176000000000002,30.664000000000001,"00:02:52",118.765,96.286000000000001,93.147999999999996,34.069000000000003]
["00:02:53",24.581,24.606000000000002,24.495999999999999,24.503,"00:02:53",24.75,24.783999999999999,24.625,24.516999999999999,"00:02:53",24.93,24.989000000000001,24.795999999999999,24.489000000000001,"00:02:53",25.215,25.303000000000001,25.042000000000002,24.542999999999999,0.58300000000000196,0.48499999999999943,0.44200000000000017,"00:02:53",23.513999999999999,23.56,23.298999999999999,22.988,"00:02:53",24.04,24.029,23.6,23.141999999999999,"00:02:53",24.445,24.452999999999999,23.876999999999999,23.128,"00:02:53",24.984999999999999,25.048999999999999,24.245000000000001,23.145,"00:02:53",25.388999999999999,25.282,24.855,23.143999999999998,"00:02:53",26.146000000000001,25.943999999999999,25.652999999999999,23.286999999999999,"00:02:53",26.841000000000001,26.545999999999999,26.355,23.401,"00:02:53",27.663,27.303000000000001,27.038,23.62,"00:02:53",28.454999999999998,28.016999999999999,27.792999999999999,23.724,"00:02:53",29.972000000000001,29.364999999999998,29.196000000000002,23.765000000000001,"00:02:53",34.048000000000002,32.353999999999999,33.68,24.841999999999999,"00:02:53",36.515999999999998,34.213000000000001,36.279000000000003,24.928000000000001,"00:02:53",39.280999999999999,36.384,38.804000000000002,25.148,"00:02:53",24.834,24.61,24.481000000000002,23.977,"00:02:53",24.210999999999999,24.164000000000001,24.088000000000001,23.146000000000001,"00:02:53",24.895,24.88,24.975999999999999,23.154,null,null,null,null,null,null,null,null,null,null,null,null,null,null,null,null,null,null,null,null,"00:02:53",67.241,67.444000000000003,77.126999999999995,23.45,"00:02:53",79.688999999999993,84.397999999999996,93.76,30.440999999999999,"00:02:53",98.567999999999998,77.765000000000001,92.153000000000006,29.178999999999998,"00:02:53",25.841000000000001,25.748999999999999,25.550999999999998,25.05,null,null,null,null,null,"00:02:53",27.622,27.099,26.739000000000001,25.123999999999999,null,null,null,null,null,null,{"$f":"FD152-FD3","v":7.1859999999999964},{"$f":"FE152-FE3","v":5.1609999999999978},{"$f":"FF152-FF3","v":4.884999999999998},{"$f":"FG152-FG3","v":0.1390000000000029},null,null,null,null,null,null,null,null,null,null,null,null,null,null,null,null,null,null,null,null,"00:02:53",82.866,71.769000000000005,63.859000000000002,29.148,null,null,null,null,null,"00:02:53",41.74,92.483999999999995,81.495000000000005,32.436,null,null,null,null,null,null,null,null,null,null,null,null,null,null,null,null,null,null,null,null,null,null,null,null,null,{"$f":"AVERAGE(HO174:HQ174)","v":0.52066666666666583},null,null,"00:02:53",27.95,27.27,27.422000000000001,25.425000000000001,"00:02:53",34.119,31.64,32.542999999999999,25.704999999999998,"00:02:53",42.965000000000003,37.529000000000003,40.119,26.138999999999999,"00:02:53",59.793999999999997,50.033999999999999,52.148000000000003,28.018000000000001,"00:02:53",84.492999999999995,68.418999999999997,69.135000000000005,30.681999999999999,"00:02:53",118.795,96.293999999999997,93.242000000000004,34.073]
[null,null,null,null,null,"00:02:54",24.742999999999999,24.776,24.617999999999999,24.506,"00:02:54",24.94,24.992999999999999,24.803999999999998,24.498000000000001,"00:02:54",25.222000000000001,25.314,25.053000000000001,24.553000000000001,0.59400000000000119,0.49200000000000088,0.4529999999999994,"00:02:54",23.510999999999999,23.562000000000001,23.283999999999999,22.981000000000002,"00:02:54",24.033000000000001,24.030999999999999,23.602,23.137,"00:02:54",24.451000000000001,24.457999999999998,23.888000000000002,23.13,"00:02:54",24.989000000000001,25.045999999999999,24.244,23.146999999999998,"00:02:54",25.396000000000001,25.295000000000002,24.876000000000001,23.152000000000001,"00:02:54",26.146000000000001,25.94,25.657,23.283999999999999,"00:02:54",26.847999999999999,26.542999999999999,26.359000000000002,23.393000000000001,"00:02:54",27.667000000000002,27.303000000000001,27.042000000000002,23.62,"00:02:54",28.459,28.024999999999999,27.792999999999999,23.739000000000001,"00:02:54",29.972000000000001,29.376000000000001,29.192,23.754000000000001,"00:02:54",34.055,32.353999999999999,33.701999999999998,24.853000000000002,"00:02:54",36.53,34.213000000000001,36.286000000000001,24.902000000000001,"00:02:54",39.280999999999999,36.378,38.808,25.155999999999999,"00:02:54",24.827000000000002,24.613,24.481000000000002,23.984000000000002,"00:02:54",24.204000000000001,24.16,24.074999999999999,23.146000000000001,"00:02:54",24.919,24.893000000000001,24.995999999999999,23.146999999999998,null,null,null,null,null,null,null,null,null,null,null,null,null,null,null,null,null,null,null,null,"00:02:54",67.31,67.680000000000007,77.141999999999996,23.448,"00:02:54",79.679000000000002,84.716999999999999,93.831999999999994,30.495999999999999,"00:02:54",98.79,78.674999999999997,92.311000000000007,29.196000000000002,"00:02:54",25.834,25.745999999999999,25.542999999999999,25.045999999999999,null,null,null,null,null,"00:02:54",27.617999999999999,27.077000000000002,26.739000000000001,25.126999999999999,null,null,null,null,null,null,null,null,null,null,null,null,null,null,null,null,null,null,null,null,null,null,null,null,null,null,null,null,null,null,"00:02:54",82.933999999999997,71.59,63.835000000000001,29.298999999999999,null,null,null,null,null,"00:02:54",39.299999999999997,92.808999999999997,81.570999999999998,32.637,null,null,null,null,null,null,null,null,null,null,null,null,null,null,null,null,null,null,null,null,null,null,null,null,null,null,null,null,"00:02:54",27.945,27.268000000000001,27.422000000000001,25.431999999999999,"00:02:54",34.125999999999998,31.638000000000002,32.563000000000002,25.693000000000001,"00:02:54",43.125999999999998,37.652999999999999,40.215000000000003,26.19,"00:02:54",59.895000000000003,50.029000000000003,52.255000000000003,28.062999999999999,"00:02:54",84.537999999999997,68.372,69.227000000000004,30.681999999999999,"00:02:54",118.773,96.28,93.201999999999998,34.011000000000003]
[null,null,null,null,null,"00:02:55",24.751000000000001,24.777000000000001,24.623999999999999,24.51,"00:02:55",24.937999999999999,24.998999999999999,24.802,24.495000000000001,"00:02:55",25.228000000000002,25.314,25.056999999999999,24.556999999999999,0.59400000000000119,0.49800000000000111,0.45699999999999719,"00:02:55",23.510999999999999,23.559000000000001,23.286000000000001,22.977,"00:02:55",24.044,24.030999999999999,23.600999999999999,23.145,"00:02:55",24.457000000000001,24.459,23.888000000000002,23.135999999999999,"00:02:55",24.986999999999998,25.050999999999998,24.245999999999999,23.141999999999999,"00:02:55",25.414999999999999,25.308,24.885000000000002,23.158000000000001,"00:02:55",26.146000000000001,25.94,25.652999999999999,23.286999999999999,"00:02:55",26.841000000000001,26.529,26.347999999999999,23.401,"00:02:55",27.66,27.292000000000002,27.038,23.609000000000002,"00:02:55",28.443999999999999,28.013999999999999,27.789000000000001,23.724,"00:02:55",29.98,29.384,29.207000000000001,23.768999999999998,"00:02:55",34.058999999999997,32.357999999999997,33.706000000000003,24.85,"00:02:55",36.523000000000003,34.21,36.29,24.888000000000002,"00:02:55",39.289000000000001,36.381,38.811,25.189,"00:02:55",24.841999999999999,24.620999999999999,24.484999999999999,23.984000000000002,"00:02:55",24.207999999999998,24.16,24.081,23.138999999999999,"00:02:55",24.925999999999998,24.908000000000001,25.013000000000002,23.146999999999998,null,null,null,null,null,null,null,null,null,null,null,null,null,null,null,null,null,null,null,null,"00:02:55",67.274000000000001,67.567999999999998,77.138000000000005,23.446000000000002,"00:02:55",79.597999999999999,84.745000000000005,93.853999999999999,30.457999999999998,"00:02:55",98.983000000000004,79.263000000000005,92.451999999999998,29.210999999999999,"00:02:55",25.841000000000001,25.742000000000001,25.542999999999999,25.042999999999999,null,null,null,null,null,"00:02:55",27.617999999999999,27.081,26.745999999999999,25.131,null,null,null,null,null,null,null,null,null,null,null,null,null,null,null,null,null,null,null,null,null,null,null,null,null,null,null,null,null,null,"00:02:55",82.917000000000002,71.512,63.831000000000003,29.222000000000001,null,null,null,null,null,"00:02:55",37.292999999999999,92.388000000000005,81.638999999999996,32.417999999999999,null,null,null,null,null,null,null,null,null,null,null,null,null,null,null,null,null,null,null,null,null,null,null,null,null,null,null,null,"00:02:55",27.93,27.268000000000001,27.422999999999998,25.425000000000001,"00:02:55",34.130000000000003,31.641999999999999,32.582000000000001,25.701000000000001,"00:02:55",43.207999999999998,37.722000000000001,40.271000000000001,26.201000000000001,"00:02:55",59.953000000000003,50.002000000000002,52.343000000000004,28.065999999999999,"00:02:55",84.56,68.376000000000005,69.313000000000002,30.646000000000001,"00:02:55",118.748,96.016999999999996,93.224000000000004,34.207999999999998]
[null,null,null,null,null,"00:02:56",24.751000000000001,24.777000000000001,24.628,24.513999999999999,"00:02:56",24.933,24.991,24.795999999999999,24.492999999999999,"00:02:56",25.213000000000001,25.309000000000001,25.052,24.553000000000001,0.58900000000000219,0.48300000000000054,0.45199999999999818,"00:02:56",23.513000000000002,23.556999999999999,23.294,22.983000000000001,"00:02:56",24.042999999999999,24.036999999999999,23.605,23.146999999999998,"00:02:56",24.454999999999998,24.460999999999999,23.891999999999999,23.135999999999999,"00:02:56",24.989000000000001,25.056999999999999,24.242000000000001,23.14,"00:02:56",25.420999999999999,25.318999999999999,24.893999999999998,23.154,"00:02:56",26.138999999999999,25.948,25.661000000000001,23.291,"00:02:56",26.844999999999999,26.529,26.347999999999999,23.401,"00:02:56",27.664000000000001,27.298999999999999,27.045999999999999,23.613,"00:02:56",28.448,28.021000000000001,27.797000000000001,23.72,"00:02:56",29.991,29.396999999999998,29.204000000000001,23.791,"00:02:56",34.063000000000002,32.357999999999997,33.706000000000003,24.872,"00:02:56",36.527000000000001,34.203000000000003,36.29,24.888000000000002,"00:02:56",39.295999999999999,36.384999999999998,38.822000000000003,25.219000000000001,"00:02:56",24.827000000000002,24.617000000000001,24.474,23.977,"00:02:56",24.206,24.154,24.079000000000001,23.138999999999999,"00:02:56",24.95,24.920999999999999,25.024999999999999,23.141999999999999,null,null,null,null,null,null,null,null,null,null,null,null,null,null,null,null,null,null,null,null,"00:02:56",67.209000000000003,67.346000000000004,77.123999999999995,23.443000000000001,"00:02:56",79.501999999999995,84.63,93.858000000000004,30.542000000000002,"00:02:56",99.138999999999996,79.884,92.635000000000005,29.251000000000001,"00:02:56",25.844999999999999,25.734999999999999,25.54,25.042999999999999,null,null,null,null,null,"00:02:56",27.626000000000001,27.07,26.742999999999999,25.141999999999999,null,null,null,null,null,null,null,null,null,null,null,null,null,null,null,null,null,null,null,null,null,null,null,null,null,null,null,null,null,null,"00:02:56",82.823999999999998,71.501000000000005,63.856999999999999,29.23,null,null,null,null,null,"00:02:56",36.423000000000002,92.308999999999997,81.653999999999996,32.250999999999998,null,null,null,null,null,null,null,null,null,null,null,null,null,null,null,null,null,null,null,null,null,null,null,null,null,null,null,null,"00:02:56",27.93,27.286999999999999,27.428000000000001,25.428000000000001,"00:02:56",34.128,31.638000000000002,32.613999999999997,25.667999999999999,"00:02:56",43.241,37.762,40.308,26.198,"00:02:56",59.973999999999997,50.005000000000003,52.401000000000003,28.074000000000002,"00:02:56",84.566999999999993,68.444000000000003,69.531999999999996,30.613,"00:02:56",118.78100000000001,96.122,93.418000000000006,34.43]
[null,null,null,null,null,"00:02:57",24.745999999999999,24.780999999999999,24.623999999999999,24.513999999999999,"00:02:57",24.94,24.994,24.795000000000002,24.491,"00:02:57",25.212,25.302,25.056000000000001,24.553000000000001,0.58200000000000074,0.48199999999999932,0.45599999999999952,"00:02:57",23.513000000000002,23.561,23.289000000000001,22.981999999999999,"00:02:57",24.052,24.039000000000001,23.609000000000002,23.146999999999998,"00:02:57",24.454000000000001,24.459,23.888999999999999,23.131,"00:02:57",24.986000000000001,25.059000000000001,24.242000000000001,23.129000000000001,"00:02:57",25.434999999999999,25.329000000000001,24.905999999999999,23.16,"00:02:57",26.146000000000001,25.954999999999998,25.664999999999999,23.291,"00:02:57",26.841999999999999,26.54,26.349,23.401,"00:02:57",27.670999999999999,27.303000000000001,27.05,23.617000000000001,"00:02:57",28.440999999999999,28.018000000000001,27.786000000000001,23.713000000000001,"00:02:57",29.995000000000001,29.414000000000001,29.219000000000001,23.803000000000001,"00:02:57",34.067,32.354999999999997,33.713999999999999,24.908999999999999,"00:02:57",36.533999999999999,34.206000000000003,36.298000000000002,24.876999999999999,"00:02:57",39.304000000000002,36.384999999999998,38.83,25.248999999999999,"00:02:57",24.824000000000002,24.617999999999999,24.481000000000002,23.97,"00:02:57",24.21,24.158000000000001,24.081,23.140999999999998,"00:02:57",24.968,24.937000000000001,25.055,23.149000000000001,null,null,null,null,null,null,null,null,null,null,null,null,null,null,null,null,null,null,null,null,"00:02:57",67.159000000000006,67.183999999999997,77.084999999999994,23.454000000000001,"00:02:57",79.445999999999998,84.703999999999994,93.873000000000005,30.56,"00:02:57",99.203999999999994,79.978999999999999,92.783000000000001,29.295000000000002,"00:02:57",25.838000000000001,25.739000000000001,25.54,25.047000000000001,null,null,null,null,null,"00:02:57",27.632999999999999,27.081,26.742999999999999,25.135000000000002,null,null,null,null,null,null,null,null,null,null,null,null,null,null,null,null,null,null,null,null,null,null,null,null,null,null,null,null,null,null,"00:02:57",82.697999999999993,71.602000000000004,63.845999999999997,29.337,null,null,null,null,null,"00:02:57",34.9,92.497,81.676000000000002,32.499000000000002,null,null,null,null,null,null,null,null,null,null,null,null,null,null,null,null,null,null,null,null,null,null,null,null,null,null,null,null,"00:02:57",27.919,27.271999999999998,27.43,25.420999999999999,"00:02:57",34.125999999999998,31.638000000000002,32.622,25.646000000000001,"00:02:57",43.332999999999998,37.834000000000003,40.417999999999999,26.238,"00:02:57",59.988999999999997,49.997999999999998,52.405000000000001,28.106999999999999,"00:02:57",84.546000000000006,68.501999999999995,69.744,30.452999999999999,"00:02:57",118.813,96.308999999999997,93.516000000000005,34.46]
[null,null,null,null,null,"00:02:58",24.754999999999999,24.785,24.628,24.510999999999999,"00:02:58",24.937000000000001,24.995999999999999,24.797000000000001,24.492999999999999,"00:02:58",25.228999999999999,25.31,25.053999999999998,24.559000000000001,0.58999999999999986,0.49899999999999878,0.45399999999999707,"00:02:58",23.515000000000001,23.567,23.291,22.98,"00:02:58",24.052,24.042999999999999,23.609000000000002,23.149000000000001,"00:02:58",24.454000000000001,24.460999999999999,23.890999999999998,23.132999999999999,"00:02:58",24.988,25.05,24.241,23.14,"00:02:58",25.436,25.335999999999999,24.91,23.164000000000001,"00:02:58",26.154,25.954999999999998,25.675999999999998,23.295000000000002,"00:02:58",26.844999999999999,26.547000000000001,26.356000000000002,23.405000000000001,"00:02:58",27.672000000000001,27.306999999999999,27.05,23.617000000000001,"00:02:58",28.440999999999999,28.018000000000001,27.797000000000001,23.706,"00:02:58",30.006,29.420999999999999,29.219000000000001,23.803000000000001,"00:02:58",34.078000000000003,32.366,33.725000000000001,24.931000000000001,"00:02:58",36.537999999999997,34.21,36.293999999999997,24.873000000000001,"00:02:58",39.307000000000002,36.381999999999998,38.841000000000001,25.222999999999999,"00:02:58",24.82,24.622,24.478000000000002,23.974,"00:02:58",24.202000000000002,24.158000000000001,24.081,23.138999999999999,"00:02:58",24.991,24.957999999999998,25.074999999999999,23.151,null,null,null,null,null,null,null,null,null,null,null,null,null,null,null,null,null,null,null,null,"00:02:58",67.132000000000005,67.105000000000004,77.037999999999997,23.445,"00:02:58",79.427000000000007,85.034000000000006,93.888999999999996,30.472999999999999,"00:02:58",99.24,79.938000000000002,92.884,29.338000000000001,"00:02:58",25.841999999999999,25.742000000000001,25.544,25.042999999999999,null,null,null,null,null,"00:02:58",27.617999999999999,27.065999999999999,26.739000000000001,25.131,null,null,null,null,null,null,null,null,null,null,null,null,null,null,null,null,null,null,null,null,null,null,null,null,null,null,null,null,null,null,"00:02:58",82.63,71.501999999999995,63.838999999999999,29.516999999999999,null,null,null,null,null,"00:02:58",33.646999999999998,92.691999999999993,81.722999999999999,32.613,null,null,null,null,null,null,null,null,null,null,null,null,null,null,null,null,null,null,null,null,null,null,null,null,null,null,null,null,"00:02:58",27.922999999999998,27.265000000000001,27.434000000000001,25.41,"00:02:58",34.125999999999998,31.641999999999999,32.633000000000003,25.635000000000002,"00:02:58",43.381999999999998,37.878999999999998,40.493000000000002,26.257000000000001,"00:02:58",59.993000000000002,49.984000000000002,52.335999999999999,28.14,"00:02:58",84.516999999999996,68.465999999999994,69.766000000000005,30.466999999999999,"00:02:58",118.9,96.352000000000004,93.599000000000004,34.298999999999999]
[null,null,null,null,null,"00:02:59",24.751999999999999,24.777999999999999,24.626999999999999,24.507000000000001,"00:02:59",24.937000000000001,24.992000000000001,24.797000000000001,24.492000000000001,"00:02:59",25.222999999999999,25.31,25.052,24.556999999999999,0.58999999999999986,0.49299999999999855,0.45199999999999818,"00:02:59",23.512,23.565000000000001,23.295000000000002,22.98,"00:02:59",24.048999999999999,24.038,23.606000000000002,23.143999999999998,"00:02:59",24.457999999999998,24.46,23.888999999999999,23.135000000000002,"00:02:59",24.992999999999999,25.062999999999999,24.245999999999999,23.140999999999998,"00:02:59",25.440999999999999,25.335000000000001,24.914999999999999,23.155000000000001,"00:02:59",26.15,25.952000000000002,25.669,23.295000000000002,"00:02:59",26.838000000000001,26.559000000000001,26.353000000000002,23.402000000000001,"00:02:59",27.678999999999998,27.306999999999999,27.05,23.613,"00:02:59",28.445,28.018000000000001,27.786000000000001,23.713000000000001,"00:02:59",30.01,29.414000000000001,29.219000000000001,23.814,"00:02:59",34.093000000000004,32.369999999999997,33.731999999999999,24.957000000000001,"00:02:59",36.545999999999999,34.210999999999999,36.302,24.888000000000002,"00:02:59",39.319000000000003,36.368000000000002,38.834000000000003,25.227,"00:02:59",24.82,24.611000000000001,24.481999999999999,23.959,"00:02:59",24.212,24.161999999999999,24.088000000000001,23.15,"00:02:59",25.010999999999999,24.975999999999999,25.094000000000001,23.157,null,null,null,null,null,null,null,null,null,null,null,null,null,null,null,null,null,null,null,null,"00:02:59",67.117999999999995,67.094999999999999,77.004000000000005,23.454000000000001,"00:02:59",79.402000000000001,85.231999999999999,93.938000000000002,30.449000000000002,"00:02:59",99.307000000000002,79.786000000000001,92.994,29.626999999999999,"00:02:59",25.841999999999999,25.745999999999999,25.547000000000001,25.047000000000001,null,null,null,null,null,"00:02:59",27.626000000000001,27.062999999999999,26.739000000000001,25.131,null,null,null,null,null,null,null,null,null,null,null,null,null,null,null,null,null,null,null,null,null,null,null,null,null,null,null,null,null,null,"00:02:59",82.519000000000005,71.412999999999997,63.808,29.454999999999998,null,null,null,null,null,"00:02:59",33.082999999999998,92.691999999999993,81.741,32.398000000000003,null,null,null,null,null,null,null,null,null,null,null,null,null,null,null,null,null,null,null,null,null,null,null,null,null,null,null,null,"00:02:59",27.863,27.286999999999999,27.445,25.398,"00:02:59",34.112000000000002,31.646999999999998,32.64,25.631,"00:02:59",43.414999999999999,37.915999999999997,40.536000000000001,26.260999999999999,"00:02:59",60,49.972999999999999,52.281999999999996,28.166,"00:02:59",84.512,68.400999999999996,69.661000000000001,30.626000000000001,"00:02:59",118.926,96.222999999999999,93.667000000000002,34.292000000000002]
[null,null,null,null,null,"00:03:00",24.747,24.776,24.623000000000001,24.510999999999999,"00:03:00",24.931999999999999,24.983000000000001,24.797000000000001,24.488,"00:03:00",25.218,25.308,25.050999999999998,24.556000000000001,0.58800000000000097,0.48799999999999955,0.45099999999999696,"00:03:00",23.512,23.56,23.291,22.986000000000001,"00:03:00",24.050999999999998,24.042000000000002,23.608000000000001,23.158999999999999,"00:03:00",24.46,24.465,23.890999999999998,23.128,"00:03:00",24.988,25.053999999999998,24.241,23.137,"00:03:00",25.451000000000001,25.346,24.925000000000001,23.157,"00:03:00",26.158000000000001,25.952000000000002,25.664999999999999,23.288,"00:03:00",26.838000000000001,26.559000000000001,26.356000000000002,23.398,"00:03:00",27.672000000000001,27.303999999999998,27.053999999999998,23.603000000000002,"00:03:00",28.456,28.021999999999998,27.797000000000001,23.731999999999999,"00:03:00",30.01,29.428999999999998,29.23,23.803000000000001,"00:03:00",34.085999999999999,32.377000000000002,33.732999999999997,24.960999999999999,"00:03:00",36.545999999999999,34.210999999999999,36.308999999999997,24.933,"00:03:00",39.323,36.360999999999997,38.838000000000001,25.209,"00:03:00",24.812999999999999,24.611000000000001,24.478000000000002,23.956,"00:03:00",24.212,24.16,24.085999999999999,23.148,"00:03:00",25.033000000000001,25,25.117999999999999,23.161999999999999,null,null,null,null,null,null,null,null,null,null,null,null,null,null,null,null,null,null,null,null,"00:03:00",67.113,67.167000000000002,77.004000000000005,23.456,"00:03:00",79.346999999999994,85.058000000000007,93.957999999999998,30.404,"00:03:00",99.36,79.707999999999998,93.183000000000007,29.664000000000001,"00:03:00",25.849,25.745999999999999,25.544,25.042999999999999,null,null,null,null,null,"00:03:00",27.629000000000001,27.074000000000002,26.760999999999999,25.15,null,null,null,null,null,null,null,null,null,null,null,null,null,null,null,null,null,null,null,null,null,null,null,null,null,null,null,null,null,null,"00:03:00",82.549000000000007,71.664000000000001,63.768999999999998,29.161000000000001,null,null,null,null,null,"00:03:00",32.095999999999997,92.555999999999997,81.602000000000004,32.128999999999998,null,null,null,null,null,null,null,null,null,null,null,null,null,null,null,null,null,null,null,null,null,null,null,null,null,null,null,null,"00:03:00",27.812999999999999,27.294,27.449000000000002,25.402999999999999,"00:03:00",34.100999999999999,31.649000000000001,32.643999999999998,25.641999999999999,"00:03:00",43.5,37.965000000000003,40.616,26.207000000000001,"00:03:00",59.996000000000002,49.944000000000003,52.204999999999998,28.274000000000001,"00:03:00",84.55,68.361999999999995,69.715999999999994,30.736999999999998,"00:03:00",118.91500000000001,96.233999999999995,93.667000000000002,34.274000000000001]
[null,null,null,null,null,"00:03:01",24.742999999999999,24.773,24.625,24.507999999999999,"00:03:01",24.93,24.984000000000002,24.8,24.49,"00:03:01",25.216000000000001,25.306999999999999,25.055,24.56,0.58699999999999974,0.48600000000000065,0.45499999999999829,"00:03:01",23.513999999999999,23.565999999999999,23.292000000000002,22.992000000000001,"00:03:01",24.056999999999999,24.039000000000001,23.614000000000001,23.158999999999999,"00:03:01",24.457000000000001,24.462,23.891999999999999,23.13,"00:03:01",24.988,25.062000000000001,24.248000000000001,23.140999999999998,"00:03:01",25.454999999999998,25.353000000000002,24.927,23.155000000000001,"00:03:01",26.161999999999999,25.963000000000001,25.664999999999999,23.288,"00:03:01",26.835000000000001,26.562999999999999,26.349,23.402000000000001,"00:03:01",27.672000000000001,27.3,27.053999999999998,23.606000000000002,"00:03:01",28.466999999999999,28.015000000000001,27.797999999999998,23.731999999999999,"00:03:01",30.01,29.44,29.236999999999998,23.814,"00:03:01",34.085999999999999,32.374000000000002,33.732999999999997,24.946999999999999,"00:03:01",36.545999999999999,34.222000000000001,36.305999999999997,24.981000000000002,"00:03:01",39.323,36.375,38.841999999999999,25.19,"00:03:01",24.817,24.614999999999998,24.49,23.949000000000002,"00:03:01",24.21,24.16,24.079000000000001,23.140999999999998,"00:03:01",25.042000000000002,24.995999999999999,25.123000000000001,23.148,null,null,null,null,null,null,null,null,null,null,null,null,null,null,null,null,null,null,null,null,"00:03:01",67.114999999999995,67.251000000000005,77.013000000000005,23.446999999999999,"00:03:01",79.307000000000002,84.834000000000003,93.96,30.603000000000002,"00:03:01",99.472999999999999,80.007000000000005,93.385000000000005,29.641999999999999,"00:03:01",25.849,25.745999999999999,25.544,25.042999999999999,null,null,null,null,null,"00:03:01",27.637,27.074000000000002,26.760999999999999,25.164000000000001,null,null,null,null,null,null,null,{"$f":"AVERAGE(FD176:FE176)","v":6.1734999999999971},null,null,null,null,null,null,null,null,null,null,null,null,null,null,null,null,null,null,null,null,null,null,"00:03:01",82.631,71.814999999999998,63.762,29,null,null,null,null,null,"00:03:01",31.248000000000001,92.105999999999995,81.67,32.223999999999997,null,null,null,null,null,null,null,null,null,null,null,null,null,null,null,null,null,null,null,null,null,null,null,null,null,null,null,null,"00:03:01",27.783999999999999,27.305,27.452000000000002,25.391999999999999,"00:03:01",34.107999999999997,31.66,32.64,25.657,"00:03:01",43.552999999999997,38.003,40.667000000000002,26.184000000000001,"00:03:01",60.011000000000003,49.951999999999998,52.173999999999999,28.332000000000001,"00:03:01",84.563999999999993,68.337000000000003,69.811999999999998,30.777000000000001,"00:03:01",118.883,96.200999999999993,93.53,33.982999999999997]
[null,null,null,null,null,"00:03:02",24.745000000000001,24.78,24.617999999999999,24.498999999999999,"00:03:02",24.93,24.989000000000001,24.797999999999998,24.492000000000001,"00:03:02",25.22,25.300999999999998,25.047000000000001,24.556000000000001,0.58099999999999952,0.48999999999999844,0.44699999999999918,"00:03:02",23.513000000000002,23.564,23.292000000000002,22.992000000000001,"00:03:02",24.05,24.035,23.608000000000001,23.163,"00:03:02",24.457000000000001,24.462,23.888000000000002,23.125,"00:03:02",24.997,25.064,24.245000000000001,23.143000000000001,"00:03:02",25.459,25.359000000000002,24.936,23.161000000000001,"00:03:02",26.161999999999999,25.956,25.672999999999998,23.292000000000002,"00:03:02",26.838999999999999,26.574000000000002,26.35,23.417000000000002,"00:03:02",27.675999999999998,27.308,27.053999999999998,23.606999999999999,"00:03:02",28.478000000000002,28.010999999999999,27.797999999999998,23.739000000000001,"00:03:02",30.006,29.431999999999999,29.241,23.824999999999999,"00:03:02",34.090000000000003,32.381999999999998,33.737000000000002,24.928999999999998,"00:03:02",36.561,34.222000000000001,36.317,24.995999999999999,"00:03:02",39.33,36.375,38.841999999999999,25.161000000000001,"00:03:02",24.803000000000001,24.603999999999999,24.486000000000001,23.952999999999999,"00:03:02",24.204000000000001,24.155000000000001,24.082999999999998,23.140999999999998,"00:03:02",25.044,25.006,25.132999999999999,23.141999999999999,null,null,null,null,null,null,null,null,null,null,null,null,null,null,null,null,null,null,null,null,"00:03:02",67.126000000000005,67.221000000000004,77.042000000000002,23.449000000000002,"00:03:02",79.34,84.617000000000004,93.948999999999998,30.494,"00:03:02",99.61,79.885000000000005,93.518000000000001,29.53,"00:03:02",25.841999999999999,25.75,25.550999999999998,25.042999999999999,null,null,null,null,null,"00:03:02",27.640999999999998,27.077999999999999,26.768999999999998,25.164000000000001,null,null,null,null,null,null,null,null,null,null,null,null,null,null,null,null,null,null,null,null,null,null,null,null,null,null,null,null,null,null,"00:03:02",82.846999999999994,71.814999999999998,63.762,29,null,null,null,null,null,"00:03:02",30.873000000000001,91.825999999999993,81.691999999999993,32.279000000000003,null,null,null,null,null,null,null,null,null,null,null,null,null,null,null,null,null,null,null,null,null,null,null,null,null,null,null,null,"00:03:02",27.762,27.294,27.446999999999999,25.388999999999999,"00:03:02",34.098999999999997,31.666,32.648000000000003,25.667000000000002,"00:03:02",43.6,38.036000000000001,40.71,26.183,"00:03:02",60.011000000000003,49.954999999999998,52.134,28.353999999999999,"00:03:02",84.588999999999999,68.384,69.959999999999994,30.785,"00:03:02",118.85,96.287999999999997,93.257000000000005,33.859000000000002]
[null,null,null,null,null,"00:03:03",24.744,24.771000000000001,24.62,24.506,"00:03:03",24.931999999999999,24.986000000000001,24.797999999999998,24.486999999999998,"00:03:03",25.213000000000001,25.303000000000001,25.045999999999999,24.553000000000001,0.58300000000000196,0.48300000000000054,0.44599999999999795,"00:03:03",23.513000000000002,23.565000000000001,23.295999999999999,22.986999999999998,"00:03:03",24.052,24.041,23.609000000000002,23.164000000000001,"00:03:03",24.459,24.47,23.885000000000002,23.123000000000001,"00:03:03",24.992000000000001,25.065999999999999,24.247,23.143000000000001,"00:03:03",25.475000000000001,25.369,24.945,23.163,"00:03:03",26.166,25.971,25.672999999999998,23.292000000000002,"00:03:03",26.843,26.567,26.341999999999999,23.420999999999999,"00:03:03",27.698,27.323,27.065000000000001,23.614000000000001,"00:03:03",28.478000000000002,28.015000000000001,27.805,23.742999999999999,"00:03:03",30.003,29.44,29.238,23.806999999999999,"00:03:03",34.112000000000002,32.389000000000003,33.744,24.925000000000001,"00:03:03",36.558,34.219000000000001,36.325000000000003,24.989000000000001,"00:03:03",39.33,36.378999999999998,38.835000000000001,25.158000000000001,"00:03:03",24.783999999999999,24.585999999999999,24.468,23.945,"00:03:03",24.196999999999999,24.149000000000001,24.077999999999999,23.132000000000001,"00:03:03",25.055,25.010999999999999,25.138000000000002,23.141999999999999,null,null,null,null,null,null,null,null,null,null,null,null,null,null,null,null,null,null,null,null,"00:03:03",67.149000000000001,67.14,77.048000000000002,23.457000000000001,"00:03:03",79.430000000000007,84.460999999999999,93.917000000000002,30.486999999999998,"00:03:03",99.697999999999993,80.39,93.564999999999998,29.553999999999998,"00:03:03",25.849,25.742999999999999,25.547999999999998,25.047000000000001,null,null,null,null,null,"00:03:03",27.640999999999998,27.07,26.765000000000001,25.175999999999998,null,null,null,null,null,null,null,null,null,null,null,null,null,null,null,null,null,null,null,null,null,null,null,null,null,null,null,null,null,null,"00:03:03",83.006,71.808000000000007,63.755000000000003,29.408999999999999,null,null,null,null,null,"00:03:03",30.213999999999999,91.625,81.713999999999999,32.344999999999999,null,null,null,null,null,null,null,null,null,null,null,null,null,null,null,null,null,null,null,null,null,null,null,null,null,null,null,null,"00:03:03",27.777000000000001,27.295000000000002,27.445,25.4,"00:03:03",34.100999999999999,31.667999999999999,32.64,25.709,"00:03:03",43.695999999999998,38.095999999999997,40.762999999999998,26.196000000000002,"00:03:03",60.030999999999999,49.99,52.040999999999997,28.21,"00:03:03",84.647000000000006,68.418999999999997,69.876999999999995,30.763000000000002,"00:03:03",118.86499999999999,96.355999999999995,93.094999999999999,33.834000000000003]
[null,null,null,null,null,"00:03:04",24.753,24.780999999999999,24.619,24.507999999999999,"00:03:04",24.936,24.992999999999999,24.795000000000002,24.486999999999998,"00:03:04",25.221,25.305,25.050999999999998,24.558,0.58500000000000085,0.49099999999999966,0.45099999999999696,"00:03:04",23.516999999999999,23.568999999999999,23.291,22.984999999999999,"00:03:04",24.062000000000001,24.052,23.617999999999999,23.172999999999998,"00:03:04",24.460999999999999,24.460999999999999,23.888999999999999,23.125,"00:03:04",24.994,25.058,24.247,23.135999999999999,"00:03:04",25.481000000000002,25.372,24.946999999999999,23.158999999999999,"00:03:04",26.17,25.975000000000001,25.677,23.292000000000002,"00:03:04",26.832000000000001,26.567,26.346,23.425000000000001,"00:03:04",27.702000000000002,27.318999999999999,27.073,23.614000000000001,"00:03:04",28.49,28.010999999999999,27.809000000000001,23.747,"00:03:04",30.013999999999999,29.443999999999999,29.256,23.785,"00:03:04",34.113,32.393000000000001,33.752000000000002,24.917999999999999,"00:03:04",36.558,34.222999999999999,36.317999999999998,24.974,"00:03:04",39.334000000000003,36.39,38.845999999999997,25.143000000000001,"00:03:04",24.774000000000001,24.579000000000001,24.468,23.952999999999999,"00:03:04",24.192,24.146000000000001,24.067,23.123000000000001,"00:03:04",25.07,25.021999999999998,25.157,23.143999999999998,null,null,null,null,null,null,null,null,null,null,null,null,null,null,null,null,null,null,null,null,"00:03:04",67.141999999999996,67.111000000000004,77.039000000000001,23.451000000000001,"00:03:04",79.447999999999993,84.274000000000001,93.887,30.445,"00:03:04",99.769000000000005,80.507999999999996,93.543999999999997,29.515999999999998,"00:03:04",25.849,25.745999999999999,25.547999999999998,25.044,null,null,null,null,null,"00:03:04",27.640999999999998,27.077999999999999,26.768999999999998,25.183,null,null,null,null,null,null,null,null,null,null,null,null,null,null,null,null,null,null,null,null,null,null,null,null,null,null,null,null,null,null,"00:03:04",83.037999999999997,71.722999999999999,63.759,29.527000000000001,null,null,null,null,null,"00:03:04",29.652999999999999,91.744,81.751000000000005,32.348999999999997,null,null,null,null,null,null,null,null,null,null,null,null,null,null,null,null,null,null,null,null,null,null,null,null,null,null,null,null,"00:03:04",27.777000000000001,27.291,27.46,25.407,"00:03:04",34.094000000000001,31.664000000000001,32.637,25.724,"00:03:04",43.767000000000003,38.113,40.771999999999998,26.209,"00:03:04",60.085999999999999,50.006,52.008000000000003,28.148,"00:03:04",84.692999999999998,68.459000000000003,69.876999999999995,30.766999999999999,"00:03:04",118.96599999999999,96.403000000000006,92.850999999999999,33.950000000000003]
[null,null,null,null,null,"00:03:05",24.748000000000001,24.774000000000001,24.619,24.5,"00:03:05",24.933,24.99,24.797000000000001,24.488,"00:03:05",25.225000000000001,25.311,25.052,24.565999999999999,0.59100000000000108,0.49500000000000099,0.45199999999999818,"00:03:05",23.507999999999999,23.558,23.286999999999999,22.984000000000002,"00:03:05",24.058,24.042999999999999,23.614999999999998,23.161999999999999,"00:03:05",24.463000000000001,24.468,23.898,23.129000000000001,"00:03:05",24.994,25.062000000000001,24.247,23.135999999999999,"00:03:05",25.478999999999999,25.38,24.957000000000001,23.161000000000001,"00:03:05",26.177,25.978000000000002,25.690999999999999,23.295999999999999,"00:03:05",26.843,26.574999999999999,26.346,23.425000000000001,"00:03:05",27.71,27.32,27.077000000000002,23.606999999999999,"00:03:05",28.475000000000001,28.012,27.809000000000001,23.747,"00:03:05",30.01,29.448,29.263999999999999,23.8,"00:03:05",34.113,32.396999999999998,33.759,24.917999999999999,"00:03:05",36.561999999999998,34.222999999999999,36.329000000000001,24.952000000000002,"00:03:05",39.344999999999999,36.405000000000001,38.860999999999997,25.166,"00:03:05",24.77,24.582000000000001,24.468,23.960999999999999,"00:03:05",24.187999999999999,24.143999999999998,24.071999999999999,23.132000000000001,"00:03:05",25.082999999999998,25.033999999999999,25.175000000000001,23.148,null,null,null,null,null,null,null,null,null,null,null,null,null,null,null,null,null,null,null,null,"00:03:05",67.123999999999995,67.078999999999994,77.021000000000001,23.459,"00:03:05",79.456999999999994,84.393000000000001,93.88,30.54,"00:03:05",99.884,80.131,93.778000000000006,29.422000000000001,"00:03:05",25.853000000000002,25.757000000000001,25.559000000000001,25.047000000000001,null,null,null,null,null,"00:03:05",27.637,27.067,26.768999999999998,25.178999999999998,null,null,null,null,null,null,null,null,null,null,null,null,null,null,null,null,null,null,null,null,null,null,null,null,null,null,null,null,null,null,"00:03:05",83.034999999999997,71.644000000000005,63.77,29.818000000000001,null,null,null,null,null,"00:03:05",29.407,91.6,81.787000000000006,32.210999999999999,null,null,null,null,null,null,null,null,null,null,null,null,null,null,null,null,null,null,null,null,null,null,null,null,null,null,null,null,"00:03:05",27.803999999999998,27.289000000000001,27.443999999999999,25.396000000000001,"00:03:05",34.131,31.657,32.613,25.718,"00:03:05",43.811,38.131,40.783000000000001,26.221,"00:03:05",60.107999999999997,49.999000000000002,52.008000000000003,28.117999999999999,"00:03:05",84.656000000000006,68.481999999999999,70.067999999999998,30.754000000000001,"00:03:05",119.057,96.316999999999993,92.771000000000001,34.204999999999998]
[null,null,null,null,null,"00:03:06",24.744,24.77,24.617000000000001,24.501999999999999,"00:03:06",24.934999999999999,24.994,24.795000000000002,24.481999999999999,"00:03:06",25.216999999999999,25.306000000000001,25.047999999999998,24.562999999999999,0.58600000000000207,0.48699999999999832,0.44799999999999685,"00:03:06",23.515999999999998,23.56,23.29,22.981999999999999,"00:03:06",24.050999999999998,24.04,23.614999999999998,23.161000000000001,"00:03:06",24.475999999999999,24.475999999999999,23.9,23.137,"00:03:06",24.991,25.061,24.248000000000001,23.135000000000002,"00:03:06",25.491,25.388999999999999,24.968,23.169,"00:03:06",26.173999999999999,25.975000000000001,25.684000000000001,23.295999999999999,"00:03:06",26.843,26.577999999999999,26.346,23.443999999999999,"00:03:06",27.713999999999999,27.315999999999999,27.077000000000002,23.606999999999999,"00:03:06",28.471,28.018999999999998,27.817,23.747,"00:03:06",30.013999999999999,29.454999999999998,29.256,23.806999999999999,"00:03:06",34.116999999999997,32.393000000000001,33.76,24.9,"00:03:06",36.573,34.229999999999997,36.325000000000003,24.922999999999998,"00:03:06",39.363999999999997,36.412999999999997,38.860999999999997,25.184000000000001,"00:03:06",24.763000000000002,24.574999999999999,24.460999999999999,23.960999999999999,"00:03:06",24.196999999999999,24.149000000000001,24.07,23.13,"00:03:06",25.106999999999999,25.056999999999999,25.187999999999999,23.152000000000001,null,null,null,null,null,null,null,null,null,null,null,null,null,null,null,null,null,null,null,null,"00:03:06",67.094999999999999,67.037999999999997,77.007000000000005,23.462,"00:03:06",79.451999999999998,84.477000000000004,93.897999999999996,30.513999999999999,"00:03:06",99.965000000000003,79.772999999999996,93.94,29.404,"00:03:06",25.864000000000001,25.765000000000001,25.565999999999999,25.058,null,null,null,null,null,"00:03:06",27.640999999999998,27.077999999999999,26.773,25.193999999999999,null,null,null,null,null,null,null,null,null,null,null,{"$f":"FI168-FI3","v":11.464000000000002},{"$f":"FJ168-FJ3","v":8.5079999999999991},{"$f":"FK168-FK3","v":7.6300000000000026},{"$f":"FL168-FL3","v":0.3819999999999979},null,{"$f":"FN167-FN18","v":16.165000000000003},{"$f":"FO167-FO18","v":12.234000000000002},{"$f":"FP167-FP18","v":10.504999999999995},{"$f":"FQ167-FQ18","v":0.71799999999999997},null,null,null,null,null,null,null,null,null,null,"00:03:06",83.007000000000005,71.641000000000005,63.777999999999999,29.745000000000001,null,null,null,null,null,"00:03:06",28.966000000000001,91.463999999999999,81.876999999999995,32.345999999999997,null,null,null,null,null,null,null,null,null,null,null,null,null,null,null,null,null,null,null,null,null,null,null,null,null,null,null,null,"00:03:06",27.806000000000001,27.286999999999999,27.434999999999999,25.393000000000001,"00:03:06",34.155999999999999,31.641999999999999,32.593000000000004,25.713000000000001,"00:03:06",43.896000000000001,38.161999999999999,40.771999999999998,26.216999999999999,"00:03:06",60.161999999999999,49.991999999999997,52.079000000000001,28.14,"00:03:06",84.629000000000005,68.412000000000006,70.179000000000002,30.748000000000001,"00:03:06",119.053,96.281000000000006,92.706999999999994,34.213000000000001]
[null,null,null,null,null,"00:03:07",24.742999999999999,24.77,24.620999999999999,24.504000000000001,"00:03:07",24.933,24.988,24.797000000000001,24.488,"00:03:07",25.221,25.312999999999999,25.056000000000001,24.565000000000001,0.59299999999999997,0.49099999999999966,0.45599999999999952,"00:03:07",23.509,23.564,23.288,22.983000000000001,"00:03:07",24.053000000000001,24.04,23.606000000000002,23.161000000000001,"00:03:07",24.48,24.484000000000002,23.908000000000001,23.137,"00:03:07",24.992999999999999,25.052,24.242000000000001,23.135000000000002,"00:03:07",25.504999999999999,25.401,24.977,23.175000000000001,"00:03:07",26.173999999999999,25.99,25.687999999999999,23.295999999999999,"00:03:07",26.855,26.582000000000001,26.353999999999999,23.451000000000001,"00:03:07",27.721,27.32,27.077000000000002,23.603999999999999,"00:03:07",28.463999999999999,28.023,27.82,23.751000000000001,"00:03:07",30.018000000000001,29.463000000000001,29.268000000000001,23.818999999999999,"00:03:07",34.128,32.393999999999998,33.764000000000003,24.908000000000001,"00:03:07",36.566000000000003,34.234000000000002,36.322000000000003,24.905000000000001,"00:03:07",39.36,36.408999999999999,38.857999999999997,25.187999999999999,"00:03:07",24.763000000000002,24.568000000000001,24.472000000000001,23.960999999999999,"00:03:07",24.201000000000001,24.143999999999998,24.08,23.135999999999999,"00:03:07",25.116,25.058,25.199000000000002,23.15,null,null,null,null,null,null,null,null,null,null,null,null,null,null,null,null,null,null,null,null,"00:03:07",67.040000000000006,67.078999999999994,77.001000000000005,23.457000000000001,"00:03:07",79.444999999999993,84.430999999999997,93.923000000000002,30.614999999999998,"00:03:07",100.005,79.456000000000003,94.025000000000006,29.550999999999998,"00:03:07",25.867999999999999,25.765000000000001,25.565999999999999,25.058,null,null,null,null,null,"00:03:07",27.640999999999998,27.071000000000002,26.773,25.19,null,null,null,null,null,null,null,null,null,null,null,null,null,null,null,null,null,null,null,null,null,null,null,null,null,null,null,null,null,null,"00:03:07",82.992999999999995,71.572999999999993,63.795999999999999,29.638000000000002,null,null,null,null,null,"00:03:07",28.58,91.528999999999996,81.963999999999999,32.146999999999998,null,null,null,null,null,null,null,null,null,null,null,null,null,null,null,null,null,null,null,null,null,null,null,null,null,null,null,null,"00:03:07",27.802,27.265000000000001,27.422999999999998,25.388999999999999,"00:03:07",34.159999999999997,31.631,32.582000000000001,25.713000000000001,"00:03:07",43.963000000000001,38.19,40.747,26.228000000000002,"00:03:07",60.209000000000003,49.994999999999997,52.101999999999997,28.140999999999998,"00:03:07",84.625,68.402000000000001,70.231999999999999,30.657,"00:03:07",119.07599999999999,96.460999999999999,92.685000000000002,34.158000000000001]
[null,null,null,null,null,"00:03:08",24.741,24.773,24.609000000000002,24.497,"00:03:08",24.943000000000001,25,24.803000000000001,24.498000000000001,"00:03:08",25.225000000000001,25.31,25.056000000000001,24.562999999999999,0.58999999999999986,0.49500000000000099,0.45599999999999952,"00:03:08",23.509,23.562000000000001,23.288,22.974,"00:03:08",24.056999999999999,24.042000000000002,23.61,23.169,"00:03:08",24.477,24.484000000000002,23.911999999999999,23.135999999999999,"00:03:08",24.998999999999999,25.068999999999999,24.25,23.141999999999999,"00:03:08",25.516999999999999,25.402999999999999,24.978000000000002,23.167999999999999,"00:03:08",26.178000000000001,25.978999999999999,25.687999999999999,23.282,"00:03:08",26.861999999999998,26.582000000000001,26.353999999999999,23.448,"00:03:08",27.718,27.312999999999999,27.074000000000002,23.588999999999999,"00:03:08",28.472000000000001,28.033999999999999,27.812999999999999,23.751000000000001,"00:03:08",30.024999999999999,29.466000000000001,29.263999999999999,23.815000000000001,"00:03:08",34.136000000000003,32.405000000000001,33.768000000000001,24.919,"00:03:08",36.576999999999998,34.231000000000002,36.326000000000001,24.89,"00:03:08",39.360999999999997,36.402000000000001,38.869,25.177,"00:03:08",24.766999999999999,24.571999999999999,24.472999999999999,23.969000000000001,"00:03:08",24.192,24.143999999999998,24.061,23.125,"00:03:08",25.12,25.065000000000001,25.21,23.146000000000001,null,null,null,null,null,null,null,null,null,null,null,null,null,null,null,null,null,null,null,null,"00:03:08",66.974000000000004,67.096999999999994,77.003,23.452999999999999,"00:03:08",79.451999999999998,84.494,93.980999999999995,30.61,"00:03:08",100.092,79.164000000000001,94.198999999999998,29.710999999999999,"00:03:08",25.864000000000001,25.771999999999998,25.555,25.055,null,null,null,null,null,"00:03:08",27.648,27.071000000000002,26.78,25.202000000000002,null,null,null,null,null,null,null,null,null,null,null,null,null,null,null,null,null,null,null,null,null,null,null,null,null,null,null,null,null,null,"00:03:08",82.981999999999999,71.498999999999995,63.792999999999999,29.363,null,null,null,null,null,"00:03:08",28.408000000000001,91.456999999999994,81.992999999999995,32.07,null,null,null,null,null,null,null,null,null,null,null,null,null,null,null,null,null,null,null,null,null,null,null,null,null,null,null,null,"00:03:08",27.798999999999999,27.28,27.417999999999999,25.393000000000001,"00:03:08",34.173999999999999,31.619,32.566000000000003,25.715,"00:03:08",43.973999999999997,38.204000000000001,40.74,26.242999999999999,"00:03:08",60.259,50.012999999999998,52.076999999999998,28.140999999999998,"00:03:08",84.594999999999999,68.403999999999996,70.48,30.428000000000001,"00:03:08",119.134,96.691000000000003,92.869,34.082000000000001]
[null,null,null,null,null,"00:03:09",24.742999999999999,24.768999999999998,24.616,24.506,"00:03:09",24.937000000000001,24.991,24.797999999999998,24.488,"00:03:09",25.227,25.317,25.053999999999998,24.565000000000001,0.59700000000000131,0.49699999999999989,0.45399999999999707,"00:03:09",23.516999999999999,23.559000000000001,23.283000000000001,22.972000000000001,"00:03:09",24.056000000000001,24.047999999999998,23.614000000000001,23.167000000000002,"00:03:09",24.478999999999999,24.478999999999999,23.902999999999999,23.132000000000001,"00:03:09",24.992999999999999,25.068999999999999,24.244,23.128,"00:03:09",25.510999999999999,25.396999999999998,24.983000000000001,23.17,"00:03:09",26.17,25.994,25.692,23.292999999999999,"00:03:09",26.873000000000001,26.600999999999999,26.361999999999998,23.452000000000002,"00:03:09",27.713999999999999,27.309000000000001,27.074000000000002,23.59,"00:03:09",28.457000000000001,28.045000000000002,27.812999999999999,23.744,"00:03:09",30.036000000000001,29.466000000000001,29.263999999999999,23.815000000000001,"00:03:09",34.128,32.401000000000003,33.768000000000001,24.916,"00:03:09",36.581000000000003,34.234000000000002,36.326000000000001,24.898,null,null,null,null,null,"00:03:09",24.777999999999999,24.568000000000001,24.462,23.972000000000001,"00:03:09",24.192,24.143999999999998,24.062999999999999,23.120999999999999,"00:03:09",25.123999999999999,25.067,25.213999999999999,23.146000000000001,null,null,null,null,null,null,null,null,null,null,null,null,null,null,null,null,{"$f":"DP168-DP3","v":43.466999999999999},{"$f":"DQ168-DQ3","v":16.138999999999996},{"$f":"DR168-DR3","v":53.092999999999996},{"$f":"DS168-DS3","v":-1.8000000000000682E-2},null,null,null,null,null,"00:03:09",79.498999999999995,84.572999999999993,94.051000000000002,30.518999999999998,"00:03:09",100.16,78.738,94.3,29.675999999999998,"00:03:09",25.861000000000001,25.75,25.559000000000001,25.055,null,null,null,null,null,"00:03:09",27.645,27.074000000000002,26.791,25.213000000000001,null,null,null,null,null,null,null,null,null,null,null,null,null,null,null,null,null,null,null,null,null,null,null,null,null,null,null,null,null,null,"00:03:09",83.116,71.498999999999995,63.774999999999999,29.356000000000002,null,null,null,null,null,"00:03:09",28.088000000000001,91.475999999999999,82.028999999999996,32.508000000000003,null,null,null,null,null,null,null,null,null,null,null,null,null,null,null,null,null,null,null,null,null,null,null,null,null,null,null,null,"00:03:09",27.788,27.291,27.423999999999999,25.4,"00:03:09",34.182000000000002,31.617000000000001,32.545999999999999,25.72,"00:03:09",43.982999999999997,38.247999999999998,40.728999999999999,26.259,"00:03:09",60.356000000000002,50.034999999999997,52.029000000000003,28.15,"00:03:09",84.581999999999994,68.391000000000005,70.634,30.373000000000001,"00:03:09",119.17,96.616,92.918999999999997,34.06]
[null,null,null,null,null,"00:03:10",24.742000000000001,24.768999999999998,24.611000000000001,24.495000000000001,"00:03:10",24.940999999999999,24.991,24.8,24.486999999999998,"00:03:10",25.225999999999999,25.31,25.058,24.567,0.58999999999999986,0.49599999999999866,0.45799999999999841,"00:03:10",23.515000000000001,23.559000000000001,23.289000000000001,22.972000000000001,"00:03:10",24.06,24.052,23.616,23.164000000000001,"00:03:10",24.472000000000001,24.477,23.901,23.125,"00:03:10",24.988,25.062999999999999,24.248000000000001,23.132000000000001,"00:03:10",25.516999999999999,25.41,24.991,23.167999999999999,"00:03:10",26.196000000000002,25.99,25.692,23.297000000000001,"00:03:10",26.881,26.597999999999999,26.366,23.443999999999999,"00:03:10",27.718,27.312999999999999,27.074000000000002,23.585999999999999,"00:03:10",28.460999999999999,28.056000000000001,27.824999999999999,23.759,"00:03:10",30.062000000000001,29.474,29.257000000000001,23.815000000000001,"00:03:10",34.128999999999998,32.393999999999998,33.756999999999998,24.905000000000001,"00:03:10",36.588000000000001,34.246000000000002,36.33,24.916,null,null,null,null,null,"00:03:10",24.763000000000002,24.571999999999999,24.462,23.972000000000001,"00:03:10",24.184999999999999,24.137,24.059000000000001,23.123000000000001,"00:03:10",25.138999999999999,25.08,25.233000000000001,23.148,null,null,null,null,null,null,null,null,null,null,null,null,null,null,null,null,null,null,null,null,null,null,null,null,null,"00:03:10",79.611999999999995,84.83,94.1,30.577000000000002,"00:03:10",100.24,78.411000000000001,94.349000000000004,29.634,"00:03:10",25.856999999999999,25.754000000000001,25.562999999999999,25.050999999999998,null,{"$f":"EO169-EO25","v":0.51699999999999946},{"$f":"EP169-EP25","v":0.41399999999999793},{"$f":"EQ169-EQ25","v":0.35999999999999943},{"$f":"ER169-ER25","v":1.9999999999999574E-2},"00:03:10",27.640999999999998,27.077999999999999,26.78,25.216000000000001,null,{"$f":"EY170-EY3","v":4.1969999999999992},{"$f":"EZ170-EZ3","v":3.0040000000000013},{"$f":"FA170-FA3","v":2.8360000000000021},{"$f":"FB170-FB3","v":-1.0000000000012221E-3},null,null,null,null,null,null,null,null,null,null,null,null,null,null,null,null,null,null,null,null,null,null,null,null,null,"00:03:10",83.183999999999997,71.549000000000007,63.771999999999998,29.257000000000001,null,null,null,null,null,"00:03:10",27.812999999999999,91.426000000000002,82.075999999999993,32.545000000000002,null,null,null,null,null,null,null,null,null,null,null,null,null,null,null,null,null,null,null,null,null,null,null,null,null,null,null,null,"00:03:10",27.780999999999999,27.292000000000002,27.413,25.404,"00:03:10",34.192999999999998,31.632000000000001,32.534999999999997,25.709,"00:03:10",44.036000000000001,38.265999999999998,40.718000000000004,26.28,"00:03:10",60.378,50.057000000000002,52.012,28.189,"00:03:10",84.585999999999999,68.391000000000005,70.616,30.381,"00:03:10",119.25700000000001,96.575999999999993,92.801000000000002,34.191000000000003]
[null,null,null,null,null,"00:03:11",24.744,24.773,24.619,24.503,"00:03:11",24.94,24.997,24.8,24.489000000000001,"00:03:11",25.222000000000001,25.311,25.050999999999998,24.564,0.59100000000000108,0.49200000000000088,0.45099999999999696,"00:03:11",23.513999999999999,23.56,23.286999999999999,22.975999999999999,"00:03:11",24.062000000000001,24.053999999999998,23.613,23.166,"00:03:11",24.472000000000001,24.475999999999999,23.902000000000001,23.131,"00:03:11",24.99,25.06,24.241,23.13,"00:03:11",25.524999999999999,25.411999999999999,25,23.161000000000001,"00:03:11",26.184999999999999,25.99,25.696000000000002,23.29,"00:03:11",26.888000000000002,26.600999999999999,26.373000000000001,23.433,"00:03:11",27.718,27.312999999999999,27.077999999999999,23.585999999999999,"00:03:11",28.465,28.056000000000001,27.824999999999999,23.751999999999999,"00:03:11",30.068999999999999,29.474,29.263999999999999,23.815000000000001,"00:03:11",34.131999999999998,32.395000000000003,33.761000000000003,24.898,"00:03:11",36.591999999999999,34.25,36.341000000000001,24.913,null,null,null,null,null,"00:03:11",24.766999999999999,24.576000000000001,24.457999999999998,23.965,"00:03:11",24.19,24.137,24.062999999999999,23.125,"00:03:11",25.154,25.097000000000001,25.24,23.15,null,null,null,null,null,null,null,null,null,null,null,null,null,null,null,null,null,{"$f":"AVERAGE(DP192,DR192)","v":48.28},null,null,null,null,null,null,null,"00:03:11",79.673000000000002,85.191000000000003,94.093000000000004,30.65,"00:03:11",100.33199999999999,78.204999999999998,94.370999999999995,29.684000000000001,"00:03:11",25.864000000000001,25.754000000000001,25.559000000000001,25.059000000000001,null,null,{"$f":"AVERAGE(EO193:EP193)","v":0.46549999999999869},null,null,"00:03:11",27.648,27.077999999999999,26.78,25.216000000000001,null,null,null,{"$f":"AVERAGE(EY193:EZ193)","v":3.6005000000000003},null,null,null,null,null,null,null,null,{"$f":"AVERAGE(FI189:FJ189)","v":9.9860000000000007},null,null,null,null,{"$f":"AVERAGE(FN189:FO189)","v":14.199500000000002},null,null,null,null,null,null,null,null,null,null,null,null,"00:03:11",83.227999999999994,71.876000000000005,63.805,29.184000000000001,null,null,null,null,null,"00:03:11",27.68,91.387,82.087000000000003,32.625,null,null,null,null,null,null,null,null,null,null,null,null,null,null,null,null,null,null,null,null,null,null,null,null,null,null,null,null,"00:03:11",27.785,27.288,27.414999999999999,25.399000000000001,"00:03:11",34.195999999999998,31.628,32.502000000000002,25.710999999999999,"00:03:11",44.079000000000001,38.292000000000002,40.700000000000003,26.32,"00:03:11",60.37,50.075000000000003,52.012,28.202999999999999,"00:03:11",84.617000000000004,68.457999999999998,70.385000000000005,30.541,"00:03:11",119.395,96.685000000000002,92.578000000000003,34.344999999999999]
[null,null,null,null,null,"00:03:12",24.748000000000001,24.783000000000001,24.625,24.503,"00:03:12",24.94,24.991,24.8,24.491,"00:03:12",25.219000000000001,25.311,25.053000000000001,24.568000000000001,0.59100000000000108,0.48900000000000077,0.4529999999999994,"00:03:12",23.524999999999999,23.56,23.297000000000001,22.986000000000001,"00:03:12",24.058,24.055,23.619,23.166,"00:03:12",24.48,24.484999999999999,23.908999999999999,23.129000000000001,"00:03:12",24.992000000000001,25.067,24.245000000000001,23.126999999999999,"00:03:12",25.53,25.416,25.004000000000001,23.17,"00:03:12",26.193000000000001,25.991,25.704000000000001,23.305,"00:03:12",26.888999999999999,26.591000000000001,26.363,23.427,"00:03:12",27.725999999999999,27.314,27.088999999999999,23.59,"00:03:12",28.472000000000001,28.056000000000001,27.843,23.754999999999999,"00:03:12",30.065999999999999,29.46,29.265000000000001,23.812000000000001,"00:03:12",34.128999999999998,32.402000000000001,33.771999999999998,24.890999999999998,"00:03:12",36.595999999999997,34.25,36.347999999999999,24.908999999999999,null,null,null,null,null,"00:03:12",24.763999999999999,24.58,24.446999999999999,23.969000000000001,"00:03:12",24.192,24.135000000000002,24.068999999999999,23.123000000000001,"00:03:12",25.152000000000001,25.093,25.248999999999999,23.155999999999999,null,null,null,null,null,null,null,null,null,null,null,null,null,null,null,null,null,null,null,null,null,null,null,null,null,"00:03:12",79.67,85.322000000000003,94.009,30.408000000000001,"00:03:12",100.35599999999999,78.376999999999995,94.283000000000001,29.684000000000001,"00:03:12",25.872,25.762,25.567,25.059000000000001,null,null,null,null,null,"00:03:12",27.649000000000001,27.071000000000002,26.78,25.228000000000002,null,null,null,null,null,null,null,null,null,null,null,null,null,null,null,null,null,null,null,null,null,null,null,null,null,null,null,null,null,null,"00:03:12",83.087999999999994,71.918999999999997,63.847999999999999,28.997,null,null,null,null,null,null,null,null,null,null,null,null,null,null,null,null,null,null,null,null,null,null,null,null,null,null,null,null,null,null,null,null,null,null,null,null,null,null,"00:03:12",27.792000000000002,27.283999999999999,27.423999999999999,25.388999999999999,"00:03:12",34.204000000000001,31.635000000000002,32.491,25.716999999999999,"00:03:12",44.145000000000003,38.387,40.630000000000003,26.367999999999999,"00:03:12",60.298999999999999,50.094999999999999,51.978000000000002,28.315999999999999,"00:03:12",84.635999999999996,68.415999999999997,70.244,30.591999999999999,"00:03:12",119.44199999999999,96.641000000000005,92.52,34.414000000000001]
[null,null,null,null,null,"00:03:13",24.75,24.774000000000001,24.619,24.503,"00:03:13",24.936,24.992000000000001,24.792999999999999,24.491,"00:03:13",25.225999999999999,25.311,25.056999999999999,24.565999999999999,{"$f":"R196-24.72","v":0.59100000000000108},{"$f":"Q196-24.73","v":0.49599999999999866},{"$f":"S196-24.6","v":0.45699999999999719},"00:03:13",23.521000000000001,23.564,23.29,22.978999999999999,"00:03:13",24.064,24.062000000000001,23.623000000000001,23.177,"00:03:13",24.483000000000001,24.486999999999998,23.919,23.138999999999999,"00:03:13",24.992000000000001,25.058,24.242000000000001,23.125,"00:03:13",25.542999999999999,25.431000000000001,25.016999999999999,23.17,"00:03:13",26.193000000000001,25.995000000000001,25.704000000000001,23.300999999999998,"00:03:13",26.885000000000002,26.587,26.37,23.422999999999998,"00:03:13",27.718,27.31,27.077999999999999,23.579000000000001,"00:03:13",28.483000000000001,28.064,27.835999999999999,23.766999999999999,"00:03:13",30.044,29.449000000000002,29.257000000000001,23.823,"00:03:13",34.137,32.409999999999997,33.765000000000001,24.902000000000001,"00:03:13",36.610999999999997,34.253,36.351999999999997,24.905999999999999,null,null,null,null,null,"00:03:13",24.763999999999999,24.588000000000001,24.443999999999999,23.972999999999999,"00:03:13",24.196000000000002,24.138999999999999,24.062999999999999,23.123000000000001,"00:03:13",25.161000000000001,25.1,25.253,23.149000000000001,null,null,null,null,null,null,null,null,null,null,null,null,null,null,null,null,null,null,null,null,null,null,null,null,null,"00:03:13",79.638999999999996,85.265000000000001,93.965999999999994,30.216999999999999,"00:03:13",100.35899999999999,78.397000000000006,94.281000000000006,29.638000000000002,"00:03:13",25.879000000000001,25.765000000000001,25.562999999999999,25.062000000000001,null,null,null,null,null,"00:03:13",27.66,27.082000000000001,26.783999999999999,25.228000000000002,null,null,null,null,null,null,null,null,null,null,null,null,null,null,null,null,null,null,null,null,null,null,null,null,null,null,null,null,null,null,"00:03:13",83.031000000000006,71.855000000000004,63.877000000000002,28.853000000000002,null,null,null,null,null,null,null,null,null,null,null,null,null,null,null,null,null,null,null,null,null,null,null,null,null,null,null,null,null,null,null,null,null,null,null,null,null,null,"00:03:13",27.788,27.280999999999999,27.417000000000002,25.388999999999999,"00:03:13",34.200000000000003,31.635000000000002,32.47,25.713000000000001,"00:03:13",44.198999999999998,38.445,40.598999999999997,26.379000000000001,"00:03:13",60.265999999999998,50.085999999999999,51.954999999999998,28.369,"00:03:13",84.655000000000001,68.406000000000006,70.19,30.646999999999998,"00:03:13",119.47499999999999,96.813999999999993,92.459000000000003,34.420999999999999]
[null,null,null,null,null,"00:03:14",24.742999999999999,24.774000000000001,24.617999999999999,24.498000000000001,"00:03:14",24.937000000000001,24.992000000000001,24.792999999999999,24.48,"00:03:14",25.231999999999999,25.326000000000001,25.068000000000001,24.581,0.60600000000000165,0.50199999999999889,0.46799999999999997,"00:03:14",23.518000000000001,23.562000000000001,23.298999999999999,22.984999999999999,"00:03:14",24.068000000000001,24.061,23.619,23.173999999999999,"00:03:14",24.491,24.497,23.923999999999999,23.137,"00:03:14",24.995999999999999,25.068999999999999,24.247,23.132000000000001,"00:03:14",25.542999999999999,25.428999999999998,25.006,23.163,"00:03:14",26.19,25.995000000000001,25.696999999999999,23.294,"00:03:14",26.885000000000002,26.602,26.367000000000001,23.449000000000002,"00:03:14",27.73,27.31,27.082000000000001,23.568000000000001,"00:03:14",28.484000000000002,28.053000000000001,27.835999999999999,23.771000000000001,"00:03:14",30.041,29.452000000000002,29.265000000000001,23.83,"00:03:14",34.148000000000003,32.409999999999997,33.773000000000003,24.917000000000002,"00:03:14",36.610999999999997,34.256999999999998,36.351999999999997,24.891999999999999,null,null,null,null,null,"00:03:14",24.760999999999999,24.577000000000002,24.443999999999999,23.97,null,null,null,null,null,"00:03:14",25.17,25.1,25.251000000000001,23.145,null,null,null,null,null,null,null,null,null,null,null,null,null,null,null,null,null,null,null,null,null,null,null,null,null,"00:03:14",79.584000000000003,85.019000000000005,93.933000000000007,30.379000000000001,"00:03:14",100.318,78.081999999999994,94.27,29.721,"00:03:14",25.876000000000001,25.765000000000001,25.574000000000002,25.062000000000001,null,null,null,null,null,"00:03:14",27.652000000000001,27.082000000000001,26.788,25.239000000000001,null,null,null,null,null,null,null,null,null,null,null,null,null,null,null,null,null,null,null,null,null,null,null,null,null,null,null,null,null,null,"00:03:14",83.045000000000002,71.775999999999996,63.923999999999999,28.975000000000001,null,null,null,null,null,null,null,null,null,null,null,null,null,null,null,null,null,null,null,null,null,null,null,null,null,null,null,null,null,null,null,null,null,null,null,null,null,null,"00:03:14",27.814,27.29,27.422999999999998,25.367999999999999,"00:03:14",34.207999999999998,31.632000000000001,32.454999999999998,25.704000000000001,"00:03:14",44.228000000000002,38.456000000000003,40.566000000000003,26.398,"00:03:14",60.265999999999998,50.085999999999999,51.918999999999997,28.413,"00:03:14",84.713999999999999,68.489000000000004,69.930000000000007,30.722000000000001]
[null,null,null,null,null,"00:03:15",24.742999999999999,24.766999999999999,24.622,24.495999999999999,"00:03:15",24.931000000000001,24.99,24.792999999999999,24.486000000000001,"00:03:15",25.231999999999999,25.321999999999999,25.067,24.585000000000001,0.60200000000000031,0.50199999999999889,0.46699999999999875,"00:03:15",23.52,23.561,23.292000000000002,22.975999999999999,"00:03:15",24.071999999999999,24.071999999999999,23.626999999999999,23.181999999999999,"00:03:15",24.5,24.497,23.925999999999998,23.143000000000001,"00:03:15",25.009,25.081,24.253,23.138000000000002,"00:03:15",25.547000000000001,25.428000000000001,25.024999999999999,23.163,"00:03:15",26.19,25.995000000000001,25.704000000000001,23.297999999999998,"00:03:15",26.893000000000001,26.599,26.37,23.46,"00:03:15",27.722999999999999,27.318000000000001,27.085999999999999,23.565000000000001,"00:03:15",28.48,28.056999999999999,27.844000000000001,23.766999999999999,"00:03:15",30.036999999999999,29.466999999999999,29.276,23.838000000000001,"00:03:15",34.140999999999998,32.414000000000001,33.773000000000003,24.914000000000001,"00:03:15",36.615000000000002,34.258000000000003,36.36,24.899000000000001,null,null,null,null,null,"00:03:15",24.763999999999999,24.599,24.452000000000002,23.977,null,null,null,null,null,"00:03:15",25.172000000000001,25.103999999999999,25.262,23.146999999999998,null,null,null,null,null,null,null,null,null,null,null,null,null,null,null,null,null,null,null,null,null,null,null,null,null,"00:03:15",79.501999999999995,84.7,93.914000000000001,30.5,"00:03:15",100.259,78.097999999999999,94.325999999999993,29.666,"00:03:15",25.861000000000001,25.757999999999999,25.562999999999999,25.062999999999999,null,null,null,null,null,"00:03:15",27.663,27.077999999999999,26.791,25.234999999999999,null,null,null,null,null,null,null,null,null,null,null,null,null,null,null,null,null,null,null,null,null,null,null,null,null,null,null,null,null,null,"00:03:15",83.1,71.834000000000003,63.924999999999997,29.318000000000001,null,null,null,null,null,null,null,null,null,null,null,null,null,null,null,null,null,null,null,null,null,null,null,null,null,null,null,null,null,null,null,null,null,null,null,null,null,null,"00:03:15",27.824999999999999,27.303000000000001,27.423999999999999,25.367999999999999,"00:03:15",34.225999999999999,31.638999999999999,32.444000000000003,25.713000000000001,"00:03:15",44.253999999999998,38.44,40.466999999999999,26.413,"00:03:15",60.244999999999997,50.073,51.904000000000003,28.370999999999999,"00:03:15",84.741,68.599999999999994,69.706000000000003,30.734999999999999]
[null,null,null,null,null,"00:03:16",24.741,24.766999999999999,24.62,24.498999999999999,"00:03:16",24.937000000000001,24.995999999999999,24.805,24.492000000000001,"00:03:16",25.228999999999999,25.324999999999999,25.06,24.577999999999999,0.60500000000000043,0.49899999999999878,0.4599999999999973,"00:03:16",23.509,23.544,23.280999999999999,22.97,"00:03:16",24.071999999999999,24.068999999999999,23.625,23.18,"00:03:16",24.497,24.497,23.919,23.135999999999999,"00:03:16",25,25.079000000000001,24.251000000000001,23.131,"00:03:16",25.553000000000001,25.437000000000001,25.027000000000001,23.167000000000002,"00:03:16",26.212,26.006,25.704000000000001,23.305,"00:03:16",26.893000000000001,26.594999999999999,26.370999999999999,23.46,"00:03:16",27.722999999999999,27.332999999999998,27.079000000000001,23.565000000000001,"00:03:16",28.48,28.045999999999999,27.835999999999999,23.766999999999999,"00:03:16",30.041,29.475000000000001,29.286999999999999,23.849,"00:03:16",34.145000000000003,32.414000000000001,33.777000000000001,24.905999999999999,"00:03:16",36.615000000000002,34.247,36.353000000000002,24.925000000000001,null,null,null,null,null,"00:03:16",24.760999999999999,24.584,24.456,23.981000000000002,null,null,null,null,null,"00:03:16",25.178000000000001,25.106000000000002,25.27,23.140999999999998,null,null,null,null,null,null,null,null,null,null,null,null,null,null,null,null,null,null,null,null,null,null,null,null,null,"00:03:16",79.432000000000002,84.546999999999997,93.864999999999995,30.504999999999999,"00:03:16",100.25,78.683999999999997,94.384,29.757999999999999,"00:03:16",25.864999999999998,25.762,25.567,25.055,null,null,null,null,null,"00:03:16",27.66,27.085999999999999,26.798999999999999,25.242000000000001,null,null,null,null,null,null,null,null,null,null,null,null,null,null,null,null,null,null,null,null,null,{"$f":"FS174-FS3","v":26.473000000000003},{"$f":"FT174-FT3","v":19.304999999999996},16.405000000000001,1.5080000000000027,null,null,null,null,null,null,null,null,null,null,null,null,null,null,null,null,null,null,null,null,null,null,null,null,null,null,null,null,null,null,null,null,null,null,null,null,null,null,null,null,null,null,null,null,null,null,null,null,"00:03:16",27.829000000000001,27.298999999999999,27.420999999999999,25.356999999999999,"00:03:16",34.229999999999997,31.628,32.448,25.71,"00:03:16",44.25,38.442,40.411000000000001,26.423999999999999,"00:03:16",60.198,50.042999999999999,51.904000000000003,28.366]
[null,null,null,null,null,"00:03:17",24.751000000000001,24.774999999999999,24.626000000000001,24.498999999999999,"00:03:17",24.931999999999999,24.983000000000001,24.792000000000002,24.484999999999999,"00:03:17",25.227,25.321000000000002,25.064,24.576000000000001,0.60100000000000264,0.49699999999999989,0.46399999999999864,"00:03:17",23.512,23.558,23.291,22.971,"00:03:17",24.067,24.068999999999999,23.626000000000001,23.177,"00:03:17",24.49,24.488,23.916,23.13,"00:03:17",25,25.077000000000002,24.254999999999999,23.137,"00:03:17",25.564,25.448,25.035,23.175999999999998,"00:03:17",26.196999999999999,25.995000000000001,25.707999999999998,23.302,"00:03:17",26.893000000000001,26.599,26.378,23.457000000000001,"00:03:17",27.727,27.332999999999998,27.085999999999999,23.568999999999999,"00:03:17",28.488,28.035,27.837,23.766999999999999,"00:03:17",30.059000000000001,29.481999999999999,29.283999999999999,23.856999999999999,"00:03:17",34.145000000000003,32.406999999999996,33.770000000000003,24.907,"00:03:17",36.622999999999998,34.258000000000003,36.353000000000002,24.94,null,null,null,null,null,"00:03:17",24.757999999999999,24.581,24.448,23.966000000000001,null,null,null,null,null,"00:03:17",25.181999999999999,25.11,25.27,23.140999999999998,null,null,null,null,null,null,null,null,null,null,null,null,null,null,null,null,null,null,null,null,null,null,null,null,null,"00:03:17",79.347999999999999,84.606999999999999,93.832999999999998,30.434999999999999,"00:03:17",100.34,79.183999999999997,94.578999999999994,29.818999999999999,"00:03:17",25.869,25.768999999999998,25.571000000000002,25.059000000000001,null,null,null,null,null,"00:03:17",27.678000000000001,27.097000000000001,26.795000000000002,25.25,null,null,null,null,null,null,null,null,null,null,null,null,null,null,null,null,null,null,null,null,null,null,{"$f":"AVERAGE(FS199:FT199)","v":22.888999999999999},null,null,null,null,null,null,null,null,null,null,null,null,null,null,null,null,null,null,null,null,null,null,null,null,null,null,null,null,null,null,null,null,null,null,null,null,null,null,null,null,null,null,null,null,null,null,null,null,null,null,"00:03:17",27.838999999999999,27.305,27.41,25.347999999999999,"00:03:17",34.274999999999999,31.657,32.457000000000001,25.725999999999999,"00:03:17",44.265000000000001,38.442,40.389000000000003,26.449000000000002,"00:03:17",60.161999999999999,50.024999999999999,51.911999999999999,28.38]
[null,null,null,null,null,"00:03:18",24.748999999999999,24.774999999999999,24.617000000000001,24.492000000000001,"00:03:18",24.939,24.986999999999998,24.798999999999999,24.49,"00:03:18",25.225999999999999,25.315999999999999,25.058,24.571000000000002,0.59600000000000009,0.49599999999999866,0.45799999999999841,"00:03:18",23.521000000000001,23.56,23.297000000000001,22.977,"00:03:18",24.067,24.068999999999999,23.628,23.175000000000001,"00:03:18",24.478999999999999,24.483000000000001,23.907,23.123000000000001,"00:03:18",25.004000000000001,25.082999999999998,24.25,23.14,"00:03:18",25.562999999999999,25.449000000000002,25.038,23.175000000000001,"00:03:18",26.198,26.003,25.701000000000001,23.297999999999998,"00:03:18",26.904,26.603000000000002,26.375,23.446000000000002,"00:03:18",27.722999999999999,27.337,27.079000000000001,23.562000000000001,"00:03:18",28.521000000000001,28.024000000000001,27.84,23.777999999999999,"00:03:18",30.077999999999999,29.49,29.291,23.846,"00:03:18",34.155999999999999,32.417999999999999,33.777000000000001,24.896000000000001,"00:03:18",36.619,34.255000000000003,36.35,24.928999999999998,null,null,null,null,null,"00:03:18",24.760999999999999,24.588000000000001,24.452000000000002,23.981000000000002,null,null,null,null,null,"00:03:18",25.184999999999999,25.120999999999999,25.277000000000001,23.145,null,null,null,null,null,null,{"$f":"DF174-DF3","v":10.996000000000002},{"$f":"DG174-DG3","v":10.239000000000004},{"$f":"DH174-DH3","v":13.534000000000002},{"$f":"DI174-DI3","v":-1.0000000000012221E-3},null,null,null,null,null,null,null,null,null,null,null,null,null,null,null,"00:03:18",79.239000000000004,84.876000000000005,93.915999999999997,30.312999999999999,"00:03:18",100.38500000000001,79.879000000000005,94.658000000000001,29.873000000000001,"00:03:18",25.88,25.757999999999999,25.571000000000002,25.055,null,null,null,null,null,"00:03:18",27.678000000000001,27.093,26.806000000000001,25.25,null,null,null,null,null,null,null,null,null,null,null,null,null,null,null,null,null,null,null,null,null,null,null,null,null,null,null,null,null,null,null,null,null,null,null,null,null,null,null,null,null,null,null,null,null,null,null,null,null,null,null,null,null,null,null,null,null,null,null,null,null,null,null,null,null,null,null,null,null,null,null,null,null,"00:03:18",27.847999999999999,27.311,27.405999999999999,25.349,"00:03:18",34.317,31.664999999999999,32.454999999999998,25.721,"00:03:18",44.345999999999997,38.436,40.365000000000002,26.492000000000001,"00:03:18",60.145000000000003,50.055999999999997,52.02,28.288]
[null,null,null,null,null,"00:03:19",24.745999999999999,24.771999999999998,24.620999999999999,24.503,"00:03:19",24.937999999999999,24.995000000000001,24.803000000000001,24.491,"00:03:19",25.228000000000002,25.315999999999999,25.053000000000001,24.568999999999999,0.59600000000000009,0.49800000000000111,0.4529999999999994,"00:03:19",23.523,23.562000000000001,23.292999999999999,22.977,"00:03:19",24.065999999999999,24.071000000000002,23.63,23.177,"00:03:19",24.494,24.492000000000001,23.916,23.132999999999999,"00:03:19",25.001999999999999,25.085000000000001,24.25,23.132999999999999,"00:03:19",25.562999999999999,25.443000000000001,25.035,23.167999999999999,"00:03:19",26.204999999999998,26.006,25.707999999999998,23.306000000000001,"00:03:19",26.896999999999998,26.603000000000002,26.382000000000001,23.439,"00:03:19",27.712,27.341000000000001,27.082999999999998,23.568999999999999,"00:03:19",28.524999999999999,28.024000000000001,27.84,23.777999999999999,"00:03:19",30.088999999999999,29.49,29.306000000000001,23.846,"00:03:19",34.155999999999999,32.417999999999999,33.784999999999997,24.878,"00:03:19",36.622999999999998,34.265999999999998,36.35,24.925999999999998,null,null,null,null,null,"00:03:19",24.768999999999998,24.588999999999999,24.463000000000001,23.992999999999999,null,null,null,null,null,"00:03:19",25.193000000000001,25.120999999999999,25.283000000000001,23.141999999999999,null,null,null,null,null,null,null,null,null,null,null,null,null,null,null,null,null,null,null,null,null,null,null,null,null,"00:03:19",79.164000000000001,84.888999999999996,94.019000000000005,30.207000000000001,"00:03:19",100.387,80.141000000000005,94.686999999999998,29.965,"00:03:19",25.864999999999998,25.773,25.567,25.065999999999999,null,null,null,null,null,"00:03:19",27.681999999999999,27.1,26.81,25.253,null,null,null,null,null,null,null,null,null,null,null,null,null,null,null,null,null,null,null,null,null,null,null,null,null,null,null,null,null,null,null,null,null,null,null,null,null,null,null,null,null,null,null,null,null,null,null,null,null,null,null,null,null,null,null,null,null,null,null,null,null,null,null,null,null,null,null,null,null,null,null,null,null,"00:03:19",27.855,27.314,27.414000000000001,25.35,"00:03:19",34.328000000000003,31.675999999999998,32.451999999999998,25.713000000000001,"00:03:19",44.381,38.427,40.366999999999997,26.504999999999999,"00:03:19",60.155000000000001,50.064999999999998,52.098999999999997,28.241]
[null,{"$f":"B176-24.54","v":4.1000000000000369E-2},{"$f":"B176-24.56","v":2.1000000000000796E-2},null,null,"00:03:20",24.753,24.777000000000001,24.620999999999999,24.503,"00:03:20",24.937999999999999,24.991,24.8,24.491,"00:03:20",25.225999999999999,25.318000000000001,25.061,24.571000000000002,0.59800000000000253,0.49599999999999866,0.46099999999999852,"00:03:20",23.515999999999998,23.56,23.286000000000001,22.975000000000001,"00:03:20",24.07,24.071999999999999,23.623000000000001,23.183,"00:03:20",24.486999999999998,24.486999999999998,23.917000000000002,23.12,"00:03:20",24.997,25.082000000000001,24.25,23.13,"00:03:20",25.559000000000001,25.442,25.036999999999999,23.166,"00:03:20",26.204999999999998,26.003,25.707999999999998,23.31,"00:03:20",26.908999999999999,26.588000000000001,26.379000000000001,23.434999999999999,"00:03:20",27.722999999999999,27.344000000000001,27.091000000000001,23.573,"00:03:20",28.524999999999999,28.032,27.841000000000001,23.786000000000001,"00:03:20",30.1,29.475000000000001,29.295000000000002,23.831,"00:03:20",34.159999999999997,32.426000000000002,33.784999999999997,24.856000000000002,"00:03:20",36.627000000000002,34.270000000000003,36.343000000000004,24.914999999999999,null,null,null,null,null,"00:03:20",24.765000000000001,24.591999999999999,24.456,23.992999999999999,null,null,null,null,null,"00:03:20",25.2,25.128,25.286999999999999,23.143000000000001,null,null,null,null,null,null,null,{"$f":"AVERAGE(DF201:DH201)","v":11.589666666666668},null,null,null,null,null,null,null,null,null,null,null,null,null,null,null,null,null,"00:03:20",79.117999999999995,84.718999999999994,94.028000000000006,30.190999999999999,"00:03:20",100.53,79.956000000000003,94.768000000000001,29.934000000000001,"00:03:20",25.869,25.765999999999998,25.567,25.07,null,null,null,null,null,"00:03:20",27.684999999999999,27.1,26.812999999999999,25.260999999999999,null,null,null,null,null,null,null,null,null,null,null,null,null,null,null,null,null,null,null,null,null,null,null,null,null,null,null,null,null,null,null,null,null,null,null,null,null,null,null,null,null,null,null,null,null,null,null,null,null,null,null,null,null,null,null,null,null,null,null,null,null,null,null,null,null,null,null,null,null,null,null,null,null,"00:03:20",27.873999999999999,27.318000000000001,27.422999999999998,25.364999999999998,"00:03:20",34.335000000000001,31.678000000000001,32.459000000000003,25.71,"00:03:20",44.377000000000002,38.42,40.381999999999998,26.497,"00:03:20",60.158999999999999,50.075000000000003,52.15,28.248000000000001]
[null,null,null,null,null,"00:03:21",24.751999999999999,24.779,24.625,24.501999999999999,"00:03:21",24.937999999999999,24.99,24.795999999999999,24.481999999999999,"00:03:21",25.224,25.318000000000001,25.059000000000001,24.574999999999999,0.59800000000000253,0.49399999999999977,0.45899999999999963,"00:03:21",23.510999999999999,23.553000000000001,23.286000000000001,22.966000000000001,"00:03:21",24.074000000000002,24.074000000000002,23.63,23.18,"00:03:21",24.484000000000002,24.484999999999999,23.905999999999999,23.122,"00:03:21",25.004000000000001,25.088999999999999,24.256,23.134,"00:03:21",25.565000000000001,25.451000000000001,25.047999999999998,23.178999999999998,"00:03:21",26.216000000000001,26.013999999999999,25.72,23.31,"00:03:21",26.901,26.596,26.375,23.423999999999999,"00:03:21",27.727,27.337,27.091000000000001,23.577000000000002,"00:03:21",28.521000000000001,28.016999999999999,27.83,23.774999999999999,"00:03:21",30.114000000000001,29.457000000000001,29.298999999999999,23.838999999999999,"00:03:21",34.164000000000001,32.418999999999997,33.784999999999997,24.844999999999999,"00:03:21",36.631,34.270000000000003,36.35,24.925999999999998,null,null,null,null,null,"00:03:21",24.762,24.593,24.46,23.989000000000001,null,null,null,null,null,"00:03:21",25.21,25.132000000000001,25.295999999999999,23.146999999999998,null,{"$f":"DA175-DA3","v":5.1170000000000009},{"$f":"DB175-DB3","v":4.9490000000000016},{"$f":"DC175-DC3","v":6.3939999999999984},{"$f":"DD175-DD3","v":1.5000000000000568E-2},null,null,null,null,null,null,null,null,null,null,null,null,null,null,null,null,null,null,null,null,"00:03:21",79.120999999999995,84.625,94.093000000000004,30.187999999999999,"00:03:21",100.649,80.284999999999997,94.896000000000001,29.905999999999999,"00:03:21",25.869,25.762,25.567,25.059000000000001,null,null,null,null,null,"00:03:21",27.689,27.100999999999999,26.821000000000002,25.283000000000001,null,null,null,null,null,null,null,null,null,null,null,null,null,null,null,null,null,null,null,null,null,null,null,null,null,null,null,null,null,null,null,null,null,null,null,null,null,null,null,null,null,null,null,null,null,null,null,null,null,null,null,null,null,null,null,null,null,null,null,null,null,null,null,null,null,null,null,null,null,null,null,null,null,"00:03:21",27.888999999999999,27.315000000000001,27.420999999999999,25.376000000000001,"00:03:21",34.328000000000003,31.68,32.47,25.713999999999999,"00:03:21",44.33,38.453000000000003,40.448999999999998,26.498000000000001,"00:03:21",60.283000000000001,50.094999999999999,52.244,28.311]
[null,{"$f":"AVERAGE(B203:C203)","v":3.1000000000000583E-2},null,null,null,"00:03:22",24.745999999999999,24.771999999999998,24.614000000000001,24.498000000000001,"00:03:22",24.936,24.99,24.795000000000002,24.486000000000001,"00:03:22",25.225000000000001,25.318999999999999,25.062999999999999,24.574999999999999,0.5990000000000002,0.49500000000000099,0.46299999999999741,"00:03:22",23.513000000000002,23.55,23.285,22.972000000000001,"00:03:22",24.067,24.067,23.629000000000001,23.173999999999999,"00:03:22",24.488,24.488,23.911999999999999,23.126000000000001,"00:03:22",25.003,25.087,24.251999999999999,23.134,"00:03:22",25.571999999999999,25.451000000000001,25.042999999999999,23.172000000000001,"00:03:22",26.209,26.007000000000001,25.709,23.31,"00:03:22",26.905000000000001,26.596,26.372,23.443000000000001,"00:03:22",27.731000000000002,27.341000000000001,27.091000000000001,23.577000000000002,"00:03:22",28.507000000000001,28.016999999999999,27.821999999999999,23.774999999999999,"00:03:22",30.135999999999999,29.45,29.312999999999999,23.853000000000002,"00:03:22",34.174999999999997,32.43,33.789000000000001,24.823,"00:03:22",36.627000000000002,34.265999999999998,36.357999999999997,24.914999999999999,null,null,null,null,null,"00:03:22",24.768999999999998,24.608000000000001,24.468,23.992999999999999,null,null,null,null,null,"00:03:22",25.21,25.140999999999998,25.306999999999999,23.152999999999999,null,null,{"$f":"AVERAGE(DA204:DC204)","v":5.4866666666666672},null,null,null,null,null,null,null,null,null,null,null,null,null,null,null,null,null,null,null,null,null,null,"00:03:22",79.206999999999994,84.766000000000005,94.138000000000005,30.352,"00:03:22",100.705,80.593000000000004,94.942999999999998,29.84,"00:03:22",25.873000000000001,25.773,25.574999999999999,25.07,null,null,null,null,null,"00:03:22",27.693000000000001,27.108000000000001,26.814,25.29,null,null,null,null,null,null,null,null,null,null,null,null,null,null,null,null,null,null,null,null,null,null,null,null,null,null,null,null,null,null,null,null,null,null,null,null,null,null,null,null,null,null,null,null,null,null,null,null,null,null,null,null,null,null,null,null,null,null,null,null,null,null,null,null,null,null,null,null,null,null,null,null,null,"00:03:22",27.885000000000002,27.311,27.414000000000001,25.372,"00:03:22",34.345999999999997,31.693999999999999,32.481000000000002,25.721,"00:03:22",44.308,38.463999999999999,40.482999999999997,26.501000000000001,"00:03:22",60.396000000000001,50.082999999999998,52.268999999999998,28.303000000000001]
[null,null,null,null,null,"00:03:23",24.741,24.774000000000001,24.609000000000002,24.492999999999999,"00:03:23",24.934999999999999,24.986000000000001,24.792999999999999,24.486000000000001,"00:03:23",25.234000000000002,25.321999999999999,25.065000000000001,24.587,0.60200000000000031,0.50400000000000134,0.46499999999999986,"00:03:23",23.510999999999999,23.552,23.283000000000001,22.971,"00:03:23",24.062000000000001,24.068999999999999,23.622,23.177,"00:03:23",24.491,24.491,23.914000000000001,23.117000000000001,"00:03:23",25.009,25.093,24.257999999999999,23.138999999999999,"00:03:23",25.568999999999999,25.452999999999999,25.047999999999998,23.173999999999999,"00:03:23",26.213000000000001,26.003,25.716000000000001,23.31,"00:03:23",26.902000000000001,26.6,26.376000000000001,23.436,"00:03:23",27.724,27.341000000000001,27.091000000000001,23.581,"00:03:23",28.495999999999999,28.029,27.823,23.774999999999999,"00:03:23",30.135999999999999,29.439,29.306000000000001,23.846,"00:03:23",34.167999999999999,32.423000000000002,33.792999999999999,24.815999999999999,"00:03:23",36.631,34.274000000000001,36.353999999999999,24.927,null,null,null,null,null,"00:03:23",24.777000000000001,24.608000000000001,24.468,23.981999999999999,null,null,null,null,null,"00:03:23",25.216999999999999,25.14,25.306999999999999,23.146999999999998,null,null,null,null,null,null,null,null,null,null,null,null,null,null,null,null,null,null,null,null,null,null,null,null,null,"00:03:23",79.304000000000002,85.096000000000004,94.167000000000002,30.49,"00:03:23",100.718,80.543000000000006,94.923000000000002,29.861000000000001,"00:03:23",25.887,25.777000000000001,25.577999999999999,25.07,null,null,null,null,null,"00:03:23",27.681999999999999,27.103999999999999,26.817,25.294,null,null,null,null,null,null,null,null,null,null,null,null,null,null,null,null,null,null,null,null,null,null,null,null,null,null,null,null,null,null,null,null,null,null,null,null,null,null,null,null,null,null,null,null,null,null,null,null,null,null,null,null,null,null,null,null,null,null,null,null,null,null,null,null,null,null,null,null,null,null,null,null,null,"00:03:23",27.898,27.315000000000001,27.414000000000001,25.387,"00:03:23",34.347000000000001,31.687000000000001,32.505000000000003,25.719000000000001,"00:03:23",44.293999999999997,38.466999999999999,40.512999999999998,26.504999999999999,"00:03:23",60.424999999999997,50.064999999999998,52.286999999999999,28.285]
[null,null,null,null,null,"00:03:24",24.742999999999999,24.768999999999998,24.611000000000001,24.492999999999999,"00:03:24",24.939,24.983000000000001,24.792000000000002,24.488,"00:03:24",25.233000000000001,25.324000000000002,25.062999999999999,24.579000000000001,0.60400000000000276,0.50300000000000011,0.46299999999999741,"00:03:24",23.507999999999999,23.552,23.283999999999999,22.966999999999999,"00:03:24",24.064,24.067,23.617999999999999,23.175000000000001,"00:03:24",24.486000000000001,24.486000000000001,23.91,23.119,"00:03:24",25.012,25.094999999999999,24.265999999999998,23.143000000000001,"00:03:24",25.582000000000001,25.468,25.06,23.187000000000001,"00:03:24",26.216999999999999,26.007000000000001,25.713000000000001,23.314,"00:03:24",26.898,26.6,26.372,23.431999999999999,"00:03:24",27.728000000000002,27.341999999999999,27.094999999999999,23.596,"00:03:24",28.5,28.042999999999999,27.823,23.786000000000001,"00:03:24",30.137,29.423999999999999,29.31,23.846,"00:03:24",34.171999999999997,32.415999999999997,33.781999999999996,24.835000000000001,"00:03:24",36.639000000000003,34.284999999999997,36.357999999999997,24.96,null,null,null,null,null,"00:03:24",24.774000000000001,24.608000000000001,24.457000000000001,23.99,null,null,null,null,null,"00:03:24",25.215,25.143000000000001,25.311,23.151,null,null,null,null,null,null,null,null,null,null,null,null,null,null,null,null,null,null,null,null,null,null,null,null,null,"00:03:24",79.320999999999998,85.025000000000006,94.146000000000001,30.552,"00:03:24",100.714,80.673000000000002,94.914000000000001,29.931999999999999,"00:03:24",25.887,25.777000000000001,25.585999999999999,25.062999999999999,null,null,null,null,null,"00:03:24",27.689,27.116,26.824999999999999,25.309000000000001,null,null,null,null,null,null,null,null,null,null,null,null,null,null,null,null,null,null,null,null,null,null,null,null,null,null,null,null,null,null,null,null,null,null,null,null,null,null,null,null,null,null,null,null,null,null,null,null,null,null,null,null,null,null,null,null,null,null,null,null,null,null,null,null,null,null,null,null,null,null,null,null,null,"00:03:24",27.907,27.311,27.407,25.393999999999998,"00:03:24",34.335999999999999,31.687000000000001,32.51,25.721,"00:03:24",44.31,38.509,40.58,26.475999999999999]
[null,null,null,null,null,"00:03:25",24.742999999999999,24.771000000000001,24.614999999999998,24.491,"00:03:25",24.933,24.989000000000001,24.794,24.478999999999999,"00:03:25",25.233000000000001,25.33,25.067,24.588999999999999,0.60999999999999943,0.50300000000000011,0.46699999999999875,"00:03:25",23.507999999999999,23.550999999999998,23.283999999999999,22.971,"00:03:25",24.065999999999999,24.065999999999999,23.626000000000001,23.183,"00:03:25",24.488,24.486000000000001,23.911000000000001,23.12,"00:03:25",25.013999999999999,25.094999999999999,24.263999999999999,23.145,"00:03:25",25.585999999999999,25.466000000000001,25.053999999999998,23.184999999999999,"00:03:25",26.224,26.018000000000001,25.72,23.324999999999999,"00:03:25",26.905999999999999,26.603999999999999,26.382999999999999,23.451000000000001,"00:03:25",27.724,27.341999999999999,27.091999999999999,23.591999999999999,"00:03:25",28.5,28.044,27.827000000000002,23.783000000000001,"00:03:25",30.129000000000001,29.413,29.317,23.853999999999999,"00:03:25",34.171999999999997,32.427,33.796999999999997,24.853000000000002,"00:03:25",36.646000000000001,34.281999999999996,36.354999999999997,24.981999999999999,null,null,null,null,null,"00:03:25",24.774000000000001,24.600999999999999,24.468,24.001000000000001,null,null,null,null,null,"00:03:25",25.221,25.141999999999999,25.309000000000001,23.148,null,null,null,null,null,null,null,null,null,null,null,null,null,null,null,null,null,null,null,null,null,null,null,null,null,"00:03:25",79.283000000000001,84.900999999999996,94.123000000000005,30.548999999999999,"00:03:25",100.749,80.947999999999993,94.875,29.931000000000001,"00:03:25",25.88,25.773,25.582000000000001,25.074000000000002,null,null,null,null,null,"00:03:25",27.689,27.111999999999998,26.829000000000001,25.302,null,null,null,null,null,null,null,null,null,null,null,null,null,null,null,null,null,null,null,null,null,null,null,null,null,null,null,null,null,null,null,null,null,null,null,null,null,null,null,null,null,null,null,null,null,null,null,null,null,null,null,null,null,null,null,null,null,null,null,null,null,null,null,null,null,null,null,null,null,null,null,null,null,"00:03:25",27.911000000000001,27.318999999999999,27.411000000000001,25.402000000000001,"00:03:25",34.332000000000001,31.690999999999999,32.524999999999999,25.721,"00:03:25",44.323,38.521999999999998,40.591999999999999,26.45]
[null,null,null,null,null,"00:03:26",24.742000000000001,24.768999999999998,24.609000000000002,24.49,"00:03:26",24.934000000000001,24.989000000000001,24.795999999999999,24.486999999999998,"00:03:26",25.228999999999999,25.324999999999999,25.064,24.585999999999999,0.60500000000000043,0.49899999999999878,0.46399999999999864,"00:03:26",23.507000000000001,23.542999999999999,23.28,22.963999999999999,"00:03:26",24.073,24.077000000000002,23.63,23.184999999999999,"00:03:26",24.484999999999999,24.486999999999998,23.911000000000001,23.117999999999999,"00:03:26",25.009,25.091999999999999,24.254999999999999,23.14,"00:03:26",25.584,25.463000000000001,25.055,23.18,"00:03:26",26.225000000000001,26.026,25.724,23.321999999999999,"00:03:26",26.920999999999999,26.611999999999998,26.384,23.47,"00:03:26",27.71,27.327000000000002,27.077000000000002,23.585000000000001,"00:03:26",28.489000000000001,28.04,27.815999999999999,23.768000000000001,"00:03:26",30.129000000000001,29.413,29.318000000000001,23.864999999999998,"00:03:26",34.173000000000002,32.42,33.79,24.864999999999998,"00:03:26",36.65,34.281999999999996,36.362000000000002,25.004000000000001,null,null,null,null,null,"00:03:26",24.777000000000001,24.611999999999998,24.460999999999999,24.001000000000001,null,null,null,null,null,"00:03:26",25.222999999999999,25.143999999999998,25.311,23.14,null,null,null,null,null,null,null,null,null,null,null,null,null,null,null,null,null,null,null,null,null,null,null,null,null,"00:03:26",79.200999999999993,84.668999999999997,94.162000000000006,30.594999999999999,"00:03:26",100.843,80.930000000000007,95.004999999999995,29.931000000000001,"00:03:26",25.887,25.780999999999999,25.588999999999999,25.074000000000002,null,null,null,null,null,"00:03:26",27.686,27.097000000000001,26.814,25.305,null,null,null,null,null,null,null,null,null,null,null,null,null,null,null,null,null,null,null,null,null,null,null,null,null,null,null,null,null,null,null,null,null,null,null,null,null,null,null,null,null,null,null,null,null,null,null,null,null,null,null,null,null,null,null,null,null,null,null,null,null,null,null,null,null,null,null,null,null,null,null,null,null,"00:03:26",27.917000000000002,27.308,27.4,25.404,"00:03:26",34.305,31.693999999999999,32.537999999999997,25.719000000000001,"00:03:26",44.348999999999997,38.518999999999998,40.6,26.434999999999999]
[null,null,null,null,null,"00:03:27",24.74,24.771999999999998,24.620999999999999,24.492000000000001,"00:03:27",24.939,24.992999999999999,24.797999999999998,24.492000000000001,"00:03:27",25.234999999999999,25.323,25.07,24.588999999999999,0.60300000000000153,0.50499999999999901,0.46999999999999886,"00:03:27",23.504999999999999,23.545999999999999,23.283000000000001,22.97,"00:03:27",24.068000000000001,24.065999999999999,23.626999999999999,23.172000000000001,"00:03:27",24.484999999999999,24.48,23.905999999999999,23.114999999999998,"00:03:27",25.006,25.085999999999999,24.251000000000001,23.135999999999999,"00:03:27",25.574999999999999,25.457999999999998,25.053000000000001,23.186,"00:03:27",26.225000000000001,26.026,25.728000000000002,23.318000000000001,"00:03:27",26.931999999999999,26.614999999999998,26.390999999999998,23.484000000000002,"00:03:27",27.71,27.327000000000002,27.081,23.603999999999999,null,null,null,null,null,"00:03:27",30.111000000000001,29.417000000000002,29.314,23.887,"00:03:27",34.173000000000002,32.412999999999997,33.783000000000001,24.869,"00:03:27",36.654000000000003,34.286000000000001,36.359000000000002,24.997,null,null,null,null,null,"00:03:27",24.766999999999999,24.609000000000002,24.460999999999999,23.994,null,null,null,null,null,"00:03:27",25.222999999999999,25.141999999999999,25.315000000000001,23.138000000000002,null,null,null,null,null,null,null,null,null,null,null,null,null,null,null,null,null,null,null,null,null,null,null,null,null,"00:03:27",79.191999999999993,84.692999999999998,94.188000000000002,30.509,"00:03:27",100.946,81.197000000000003,95.134,29.959,"00:03:27",25.890999999999998,25.780999999999999,25.593,25.071000000000002,null,null,null,null,null,"00:03:27",27.696999999999999,27.116,26.835999999999999,25.315999999999999,null,null,null,null,null,null,null,null,null,null,null,null,null,null,null,null,null,null,null,null,null,null,null,null,null,null,null,null,null,null,null,null,null,null,null,null,null,null,null,null,null,null,null,null,null,null,null,null,null,null,null,null,null,null,null,null,null,null,null,null,null,null,null,null,null,null,null,null,null,null,null,null,null,"00:03:27",27.914999999999999,27.3,27.391999999999999,25.402000000000001,"00:03:27",34.292000000000002,31.698,32.542999999999999,25.707000000000001,"00:03:27",44.418999999999997,38.555,40.618000000000002,26.443000000000001]
[null,null,null,null,null,"00:03:28",24.744,24.771999999999998,24.620999999999999,24.495999999999999,"00:03:28",24.943000000000001,24.997,24.797999999999998,24.492000000000001,"00:03:28",25.242999999999999,25.326000000000001,25.074000000000002,24.588000000000001,0.60600000000000165,0.51299999999999812,0.4740000000000002,"00:03:28",23.513000000000002,23.54,23.280999999999999,22.965,"00:03:28",24.071999999999999,24.067,23.625,23.18,"00:03:28",24.48,24.481999999999999,23.908000000000001,23.111000000000001,"00:03:28",25.004000000000001,25.09,24.25,23.138999999999999,"00:03:28",25.582999999999998,25.469000000000001,25.068000000000001,23.199000000000002,"00:03:28",26.228999999999999,26.026,25.731999999999999,23.311,"00:03:28",26.931999999999999,26.619,26.384,23.481000000000002,"00:03:28",27.707000000000001,27.335000000000001,27.081,23.611999999999998,null,null,null,null,null,"00:03:28",30.114999999999998,29.439,29.329000000000001,23.890999999999998,"00:03:28",34.161999999999999,32.412999999999997,33.78,24.873000000000001,"00:03:28",36.668999999999997,34.29,36.374000000000002,25.02,null,null,null,null,null,"00:03:28",24.771000000000001,24.609000000000002,24.457999999999998,23.986999999999998,null,null,null,null,null,"00:03:28",25.216999999999999,25.141999999999999,25.312999999999999,23.141999999999999,null,null,null,null,null,null,null,null,null,null,null,null,null,null,null,null,null,null,null,null,null,null,null,null,null,"00:03:28",79.245999999999995,84.884,94.228999999999999,30.495000000000001,"00:03:28",101.018,80.989000000000004,95.227999999999994,29.954999999999998,"00:03:28",25.890999999999998,25.780999999999999,25.588999999999999,25.067,null,null,null,null,null,"00:03:28",27.707999999999998,27.119,26.835999999999999,25.324000000000002,null,null,null,null,null,null,null,null,null,null,null,null,null,null,null,null,null,null,null,null,null,null,null,null,null,null,null,null,null,null,null,null,null,null,null,null,null,null,null,null,null,null,null,null,null,null,null,null,null,null,null,null,null,null,null,null,null,null,null,null,null,null,null,null,null,null,null,null,null,null,null,null,null,"00:03:28",27.919,27.311,27.396000000000001,25.402000000000001,"00:03:28",34.284999999999997,31.684000000000001,32.531999999999996,25.702999999999999,"00:03:28",44.420999999999999,38.561999999999998,40.613999999999997,26.431999999999999]
[null,null,null,null,null,"00:03:29",24.741,24.77,24.616,24.491,"00:03:29",24.943000000000001,24.989000000000001,24.797999999999998,24.489000000000001,"00:03:29",25.245000000000001,25.332999999999998,25.071999999999999,24.594999999999999,0.61299999999999955,0.51500000000000057,0.47199999999999775,"00:03:29",23.5,23.536999999999999,23.279,22.960999999999999,"00:03:29",24.071999999999999,24.077999999999999,23.631,23.186,"00:03:29",24.481999999999999,24.475999999999999,23.902000000000001,23.114999999999998,"00:03:29",25,25.082999999999998,24.253,23.132999999999999,"00:03:29",25.594000000000001,25.472999999999999,25.064,23.195,"00:03:29",26.236000000000001,26.033999999999999,25.731999999999999,23.306999999999999,"00:03:29",26.928999999999998,26.611999999999998,26.384,23.489000000000001,"00:03:29",27.702999999999999,27.341999999999999,27.088999999999999,23.611999999999998,null,null,null,null,null,"00:03:29",30.108000000000001,29.45,29.324999999999999,23.884,"00:03:29",34.173000000000002,32.420999999999999,33.786999999999999,24.873000000000001,"00:03:29",36.668999999999997,34.29,36.369999999999997,25.048999999999999,null,null,null,null,null,"00:03:29",24.774000000000001,24.605,24.451000000000001,23.986999999999998,null,null,null,null,null,"00:03:29",25.23,25.148,25.318999999999999,23.143999999999998,null,null,null,null,null,null,null,null,null,null,null,null,null,null,null,null,null,null,null,null,null,null,null,null,null,"00:03:29",79.281999999999996,85.061000000000007,94.24,30.533000000000001,"00:03:29",101.164,80.756,95.343000000000004,29.884,"00:03:29",25.895,25.780999999999999,25.59,25.071000000000002,null,null,null,null,null,"00:03:29",27.701000000000001,27.126999999999999,26.835999999999999,25.335000000000001,null,null,null,null,null,null,null,null,null,null,null,null,null,null,null,null,null,null,null,null,null,null,null,null,null,null,null,null,null,null,null,null,null,null,null,null,null,null,null,null,null,null,null,null,null,null,null,null,null,null,null,null,null,null,null,null,null,null,null,null,null,null,null,null,null,null,null,null,null,null,null,null,null,"00:03:29",27.919,27.298999999999999,27.37,25.398,"00:03:29",34.29,31.689,32.545000000000002,25.678999999999998,"00:03:29",44.417999999999999,38.563000000000002,40.622,26.431999999999999]
[null,null,null,null,null,"00:03:30",24.739000000000001,24.77,24.617999999999999,24.498000000000001,"00:03:30",24.933,24.992000000000001,24.797000000000001,24.484000000000002,"00:03:30",25.245000000000001,25.33,25.07,24.591999999999999,0.60999999999999943,0.51500000000000057,0.46999999999999886,"00:03:30",23.51,23.545000000000002,23.286999999999999,22.963000000000001,"00:03:30",24.071000000000002,24.074000000000002,23.631,23.178999999999998,"00:03:30",24.48,24.475000000000001,23.901,23.106000000000002,"00:03:30",24.998999999999999,25.076000000000001,24.25,23.135000000000002,"00:03:30",25.587,25.465,25.056999999999999,23.199000000000002,"00:03:30",26.236000000000001,26.041,25.74,23.315000000000001,"00:03:30",26.925000000000001,26.611999999999998,26.373000000000001,23.481000000000002,"00:03:30",27.718,27.343,27.093,23.616,null,null,null,null,null,"00:03:30",30.119,29.462,29.337,23.888000000000002,"00:03:30",34.177,32.432000000000002,33.786999999999999,24.869,"00:03:30",36.676000000000002,34.283000000000001,36.374000000000002,25.027000000000001,null,null,null,null,null,"00:03:30",24.756,24.602,24.466000000000001,23.995000000000001,null,null,null,null,null,"00:03:30",25.228999999999999,25.151,25.332000000000001,23.143999999999998,null,null,null,null,null,null,null,null,null,null,null,null,null,null,null,null,null,null,null,null,null,null,null,null,null,"00:03:30",79.286000000000001,85.024000000000001,94.304000000000002,30.462,"00:03:30",101.253,80.712999999999994,95.364999999999995,29.867000000000001,"00:03:30",25.888000000000002,25.780999999999999,25.59,25.074999999999999,null,null,null,null,null,"00:03:30",27.701000000000001,27.119,26.829000000000001,25.324000000000002,null,null,null,null,null,null,null,null,null,null,null,null,null,null,null,null,null,null,null,null,null,null,null,null,null,null,null,null,null,null,null,null,null,null,null,null,null,null,null,null,null,null,null,null,null,null,null,null,null,null,null,null,null,null,null,null,null,null,null,null,null,null,null,null,null,null,null,null,null,null,null,null,null,"00:03:30",27.911999999999999,27.297000000000001,27.36,25.388000000000002,"00:03:30",34.295999999999999,31.675999999999998,32.546999999999997,25.655000000000001,"00:03:30",44.433999999999997,38.584000000000003,40.625,26.439]
[null,null,null,null,null,"00:03:31",24.75,24.774000000000001,24.62,24.498000000000001,"00:03:31",24.933,24.994,24.8,24.489000000000001,"00:03:31",25.247,25.335000000000001,25.074000000000002,24.6,0.61500000000000199,0.51699999999999946,0.4740000000000002,"00:03:31",23.506,23.541,23.282,22.966999999999999,"00:03:31",24.071000000000002,24.077000000000002,23.632999999999999,23.178999999999998,"00:03:31",24.486000000000001,24.484000000000002,23.905000000000001,23.117000000000001,"00:03:31",24.995000000000001,25.076000000000001,24.239000000000001,23.128,"00:03:31",25.585000000000001,25.471,25.065000000000001,23.192,"00:03:31",26.236000000000001,26.033999999999999,25.731999999999999,23.303999999999998,"00:03:31",26.928999999999998,26.611999999999998,26.391999999999999,23.489000000000001,"00:03:31",27.710999999999999,27.343,27.082000000000001,23.626999999999999,null,null,null,null,null,"00:03:31",30.111999999999998,29.472999999999999,29.34,23.899000000000001,"00:03:31",34.177,32.429000000000002,33.790999999999997,24.859000000000002,"00:03:31",36.668999999999997,34.29,36.374000000000002,25.015999999999998,null,null,null,null,null,"00:03:31",24.745000000000001,24.594000000000001,24.462,23.991,null,null,null,null,null,"00:03:31",25.23,25.157,25.33,23.143999999999998,null,null,null,null,null,null,null,null,null,null,null,null,null,null,null,null,null,null,null,null,null,{"$f":"DU191-DU3","v":42.974000000000004},{"$f":"DV191-DV3","v":43.169999999999995},{"$f":"DW191-DW3","v":53.141999999999996},{"$f":"DX191-DX3","v":1.2000000000000455E-2},"00:03:31",79.260999999999996,84.998999999999995,94.343000000000004,30.446000000000002,"00:03:31",101.30200000000001,80.832999999999998,95.515000000000001,29.852,"00:03:31",25.890999999999998,25.785,25.593,25.071000000000002,null,null,null,null,null,"00:03:31",27.696999999999999,27.108000000000001,26.829000000000001,25.324000000000002,null,null,null,null,null,null,null,null,null,null,null,null,null,null,null,null,null,null,null,null,null,null,null,null,null,null,null,null,null,null,null,null,null,null,null,null,null,null,null,null,null,null,null,null,null,null,null,null,null,null,null,null,null,null,null,null,null,null,null,null,null,null,null,null,null,null,null,null,null,null,null,null,null,"00:03:31",27.908000000000001,27.292999999999999,27.349,25.38,"00:03:31",34.277999999999999,31.651,32.533000000000001,25.652000000000001,"00:03:31",44.44,38.606000000000002,40.628999999999998,26.465]
[null,null,null,null,null,"00:03:32",24.751999999999999,24.777999999999999,24.622,24.498999999999999,"00:03:32",24.939,24.992000000000001,24.797000000000001,24.49,"00:03:32",25.244,25.327999999999999,25.071999999999999,24.597999999999999,0.60800000000000054,0.51399999999999935,0.47199999999999775,"00:03:32",23.507999999999999,23.538,23.28,22.96,"00:03:32",24.071000000000002,24.074999999999999,23.63,23.177,"00:03:32",24.492000000000001,24.494,23.907,23.116,"00:03:32",24.998999999999999,25.077999999999999,24.248999999999999,23.138999999999999,"00:03:32",25.591000000000001,25.468,25.062999999999999,23.192,"00:03:32",26.244,26.042000000000002,25.736000000000001,23.308,"00:03:32",26.928999999999998,26.616,26.385000000000002,23.481999999999999,"00:03:32",27.718,27.347000000000001,27.088999999999999,23.616,null,null,null,null,null,"00:03:32",30.100999999999999,29.472999999999999,29.329000000000001,23.895,"00:03:32",34.189,32.433,33.798999999999999,24.866,"00:03:32",36.673000000000002,34.286999999999999,36.371000000000002,24.998000000000001,null,{"$f":"CG191-CG3","v":14.468999999999998},{"$f":"CH191-CH3","v":11.701000000000001},{"$f":"CI191-CI3","v":14.286000000000001},{"$f":"CJ191-CJ3","v":0.91399999999999793},"00:03:32",24.734999999999999,24.58,24.454999999999998,23.991,null,null,null,null,null,"00:03:32",25.231999999999999,25.15,25.33,23.143000000000001,null,null,null,null,null,null,null,null,null,null,null,null,null,null,null,null,null,null,null,null,null,null,null,null,null,"00:03:32",79.228999999999999,84.882000000000005,94.424000000000007,30.640999999999998,"00:03:32",101.371,80.509,95.599000000000004,29.850999999999999,"00:03:32",25.902000000000001,25.780999999999999,25.593,25.074999999999999,null,null,null,null,null,"00:03:32",27.701000000000001,27.105,26.832000000000001,25.32,null,null,null,null,null,null,null,null,null,null,null,null,null,null,null,null,null,null,null,null,null,null,null,null,null,null,null,null,null,null,null,null,null,null,null,null,null,null,null,null,null,null,null,null,null,null,null,null,null,null,null,null,null,null,null,null,null,null,null,null,null,null,null,null,null,null,null,null,null,null,null,null,null,"00:03:32",27.913,27.31,27.349,25.388999999999999,"00:03:32",34.295999999999999,31.631,32.524000000000001,25.67,"00:03:32",44.460999999999999,38.631999999999998,40.625,26.475999999999999]
[null,null,null,null,null,"00:03:33",24.756,24.774999999999999,24.622,24.492999999999999,"00:03:33",24.940999999999999,24.988,24.795000000000002,24.49,"00:03:33",25.244,25.335999999999999,25.076000000000001,24.593,0.61599999999999966,0.51399999999999935,0.47599999999999909,"00:03:33",23.504999999999999,23.536000000000001,23.277000000000001,22.952999999999999,"00:03:33",24.074999999999999,24.077000000000002,23.635999999999999,23.178999999999998,"00:03:33",24.486999999999998,24.495999999999999,23.902999999999999,23.111999999999998,"00:03:33",25.004999999999999,25.082000000000001,24.251999999999999,23.140999999999998,"00:03:33",25.587,25.47,25.068999999999999,23.198,"00:03:33",26.236999999999998,26.033999999999999,25.725000000000001,23.303999999999998,"00:03:33",26.937000000000001,26.613,26.385000000000002,23.492999999999999,"00:03:33",27.719000000000001,27.350999999999999,27.1,23.623000000000001,null,null,null,null,null,"00:03:33",30.09,29.462,29.326000000000001,23.902999999999999,"00:03:33",34.189,32.44,33.795000000000002,24.852,"00:03:33",36.677,34.298000000000002,36.378,24.984000000000002,null,null,null,null,null,"00:03:33",24.713000000000001,24.565000000000001,24.454999999999998,24.013999999999999,null,null,null,null,null,"00:03:33",25.234000000000002,25.152999999999999,25.327999999999999,23.143000000000001,null,null,null,null,null,null,null,null,null,null,null,null,null,null,null,null,null,null,null,null,null,null,{"$f":"AVERAGE(DV214:DW214)","v":48.155999999999992},null,null,"00:03:33",79.236000000000004,84.811000000000007,94.498999999999995,30.617999999999999,"00:03:33",101.354,79.888000000000005,95.56,29.885999999999999,"00:03:33",25.890999999999998,25.785,25.593,25.074999999999999,null,null,null,null,null,"00:03:33",27.701000000000001,27.111999999999998,26.829000000000001,25.324000000000002,null,null,null,null,null,null,null,null,null,null,null,null,null,null,null,null,null,null,null,null,null,null,null,null,null,null,null,null,null,null,null,null,null,null,null,null,null,null,null,null,null,null,null,null,null,null,null,null,null,null,null,null,null,null,null,null,null,null,null,null,null,null,null,null,null,null,null,null,null,null,null,null,null,"00:03:33",27.919,27.312000000000001,27.349,25.388000000000002,"00:03:33",34.311,31.635999999999999,32.515000000000001,25.702999999999999,"00:03:33",44.47,38.683,40.628999999999998,26.5]
[null,null,null,null,null,"00:03:34",24.754999999999999,24.774999999999999,24.620999999999999,24.494,"00:03:34",24.946000000000002,24.994,24.803000000000001,24.492000000000001,"00:03:34",25.236999999999998,25.323,25.068999999999999,24.594999999999999,0.60300000000000153,0.5069999999999979,0.46899999999999764,"00:03:34",23.5,23.527000000000001,23.274999999999999,22.948,"00:03:34",24.079000000000001,24.085000000000001,23.635999999999999,23.187000000000001,"00:03:34",24.491,24.489000000000001,23.904,23.114999999999998,"00:03:34",25.001000000000001,25.084,24.254000000000001,23.143000000000001,"00:03:34",25.594999999999999,25.481000000000002,25.076000000000001,23.2,"00:03:34",26.233000000000001,26.038,25.728999999999999,23.303999999999998,"00:03:34",26.933,26.617000000000001,26.385000000000002,23.5,"00:03:34",27.710999999999999,27.343,27.093,23.616,null,null,null,null,null,"00:03:34",30.087,29.451000000000001,29.326000000000001,23.91,"00:03:34",34.185000000000002,32.429000000000002,33.802999999999997,24.844999999999999,"00:03:34",36.683999999999997,34.302,36.378,24.998999999999999,null,null,null,null,null,"00:03:34",24.72,24.568999999999999,24.459,24.024999999999999,null,null,null,null,null,"00:03:34",25.234000000000002,25.15,25.326000000000001,23.135000000000002,null,null,null,null,null,null,null,null,null,null,null,null,null,null,null,null,null,null,null,null,null,null,null,null,null,"00:03:34",79.263000000000005,84.766000000000005,94.509,30.629000000000001,"00:03:34",101.273,80.465999999999994,95.581999999999994,29.901,"00:03:34",25.891999999999999,25.777999999999999,25.594000000000001,25.071000000000002,null,null,null,null,null,"00:03:34",27.712,27.116,26.835999999999999,25.32,null,null,null,null,null,null,null,null,null,null,null,null,null,null,null,null,null,null,null,null,null,null,null,null,null,null,null,null,null,null,null,null,null,null,null,null,null,null,null,null,null,null,null,null,null,null,null,null,null,null,null,null,null,null,null,null,null,null,null,null,null,null,null,null,null,null,null,null,null,null,null,null,null,"00:03:34",27.919,27.308,27.341000000000001,25.388000000000002,"00:03:34",34.317999999999998,31.643999999999998,32.506999999999998,25.707000000000001,"00:03:34",44.475999999999999,38.698,40.625999999999998,26.495000000000001]
[null,null,null,null,null,"00:03:35",24.75,24.779,24.623999999999999,24.498999999999999,"00:03:35",24.945,24.992000000000001,24.798999999999999,24.492000000000001,"00:03:35",25.239000000000001,25.327000000000002,25.068000000000001,24.597000000000001,0.60700000000000287,0.50900000000000034,0.46799999999999997,"00:03:35",23.498000000000001,23.529,23.280999999999999,22.954999999999998,"00:03:35",24.08,24.082999999999998,23.64,23.189,"00:03:35",24.495999999999999,24.489000000000001,23.908000000000001,23.117000000000001,"00:03:35",25.004999999999999,25.085999999999999,24.251000000000001,23.141999999999999,"00:03:35",25.602,25.477,25.08,23.2,"00:03:35",26.241,26.035,25.736999999999998,23.305,"00:03:35",26.940999999999999,26.613,26.393000000000001,23.497,"00:03:35",27.719000000000001,27.34,27.097000000000001,23.605,null,null,null,null,null,"00:03:35",30.09,29.47,29.33,23.899000000000001,"00:03:35",34.192999999999998,32.436999999999998,33.792000000000002,24.841000000000001,"00:03:35",36.685000000000002,34.308999999999997,36.381999999999998,25.021000000000001,null,null,{"$f":"AVERAGE(CI215,CG215)","v":14.3775},null,null,"00:03:35",24.728000000000002,24.565999999999999,24.459,24.050999999999998,null,null,null,null,null,"00:03:35",25.233000000000001,25.157,25.332000000000001,23.145,null,null,null,null,null,null,null,null,null,null,null,null,null,null,null,null,null,null,null,null,null,null,null,null,null,"00:03:35",79.31,84.804000000000002,94.504000000000005,30.602,"00:03:35",101.191,80.55,95.524000000000001,29.936,"00:03:35",25.888000000000002,25.780999999999999,25.597000000000001,25.074999999999999,null,null,null,null,null,"00:03:35",27.701000000000001,27.116,26.84,25.327999999999999,null,null,null,null,null,null,null,null,null,null,null,null,null,null,null,null,null,null,null,null,null,null,null,null,null,null,null,null,null,null,null,null,null,null,null,null,null,null,null,null,null,null,null,null,null,null,null,null,null,null,null,null,null,null,null,null,null,null,null,null,null,null,null,null,null,null,null,null,null,null,null,null,null,"00:03:35",27.925000000000001,27.306999999999999,27.323,25.385999999999999,"00:03:35",34.323999999999998,31.66,32.465000000000003,25.718,"00:03:35",44.482999999999997,38.709000000000003,40.628999999999998,26.484000000000002,null,null,null,null,null,null,null,null,null,null,null,{"$f":"IS196-IS3","v":93.481999999999999},{"$f":"IT196-IT3","v":70.820999999999998},{"$f":"IU196-IU3","v":66.812000000000012},{"$f":"IV196-IV3","v":8.7850000000000001}]
[null,null,null,null,null,"00:03:36",24.757000000000001,24.783000000000001,24.628,24.498000000000001,"00:03:36",24.946999999999999,24.995999999999999,24.8,24.491,"00:03:36",25.241,25.331,25.074999999999999,24.594999999999999,0.61100000000000065,0.51099999999999923,0.47499999999999787,"00:03:36",23.504000000000001,23.536999999999999,23.279,22.954000000000001,"00:03:36",24.087,24.085000000000001,23.638000000000002,23.184000000000001,"00:03:36",24.489000000000001,24.491,23.913,23.111000000000001,"00:03:36",25.004999999999999,25.091999999999999,24.257000000000001,23.141999999999999,"00:03:36",25.594999999999999,25.474,25.08,23.204000000000001,"00:03:36",26.241,26.042000000000002,25.744,23.327000000000002,"00:03:36",26.952000000000002,26.620999999999999,26.393000000000001,23.512,"00:03:36",27.715,27.344000000000001,27.094000000000001,23.606000000000002,null,null,null,null,null,"00:03:36",30.094000000000001,29.477,29.337,23.914000000000001,"00:03:36",34.186,32.426000000000002,33.789000000000001,24.834,"00:03:36",36.685000000000002,34.302,36.375,25.01,null,null,null,null,null,"00:03:36",24.724,24.559000000000001,24.456,24.050999999999998,null,null,null,null,null,"00:03:36",25.242000000000001,25.163,25.343,23.148,null,null,null,null,null,null,null,null,null,null,null,null,null,null,null,null,null,null,null,null,null,null,null,null,null,"00:03:36",79.340999999999994,84.864999999999995,94.570999999999998,30.896999999999998,"00:03:36",101.131,80.555999999999997,95.492000000000004,29.971,"00:03:36",25.884,25.777999999999999,25.585999999999999,25.068000000000001,null,null,null,null,null,"00:03:36",27.712,27.116,26.832999999999998,25.32,null,null,null,null,null,null,null,null,null,null,null,null,null,null,null,null,null,null,null,null,null,null,null,null,null,null,null,null,null,null,null,{"$f":"GC198-GC3","v":58.394999999999996},{"$f":"GD198-GD3","v":47.191000000000003},39.340999999999994,4.6460000000000008,null,null,null,null,null,null,null,null,null,null,null,null,null,null,null,null,null,null,null,null,null,null,null,null,null,null,null,null,null,null,null,null,null,null,null,null,null,null,"00:03:36",27.919,27.300999999999998,27.315999999999999,25.373000000000001,"00:03:36",34.329000000000001,31.658000000000001,32.466999999999999,25.74,"00:03:36",44.529000000000003,38.703000000000003,40.609000000000002,26.456,null,null,null,null,null,null,null,null,null,null,null,null,{"$f":"AVERAGE(IS218:IU218)","v":77.038333333333341}]
[null,null,null,null,null,"00:03:37",24.754999999999999,24.780999999999999,24.626999999999999,24.501999999999999,"00:03:37",24.949000000000002,24.991,24.806999999999999,24.498000000000001,"00:03:37",25.241,25.337,25.074999999999999,24.594999999999999,0.61700000000000088,0.51099999999999923,0.47499999999999787,"00:03:37",23.51,23.541,23.283999999999999,22.954000000000001,"00:03:37",24.077000000000002,24.077000000000002,23.635000000000002,23.181000000000001,"00:03:37",24.498999999999999,24.497,23.911999999999999,23.117000000000001,"00:03:37",25.004000000000001,25.09,24.254999999999999,23.141999999999999,"00:03:37",25.606999999999999,25.48,25.084,23.210999999999999,"00:03:37",26.241,26.045999999999999,25.736999999999998,23.334,"00:03:37",26.945,26.620999999999999,26.4,23.512,"00:03:37",27.719000000000001,27.337,27.100999999999999,23.602,null,null,null,null,null,"00:03:37",30.102,29.492000000000001,29.344999999999999,23.928999999999998,"00:03:37",34.192999999999998,32.426000000000002,33.795999999999999,24.838000000000001,"00:03:37",36.685000000000002,34.305999999999997,36.39,24.995999999999999,null,null,null,null,null,"00:03:37",24.728000000000002,24.565999999999999,24.452000000000002,24.065999999999999,null,null,null,null,null,"00:03:37",25.244,25.163,25.341000000000001,23.146999999999998,null,null,null,null,null,null,null,null,null,null,null,null,null,null,null,null,null,null,null,null,null,null,null,null,null,"00:03:37",79.313999999999993,84.941000000000003,94.588999999999999,30.995999999999999,"00:03:37",101.075,80.549000000000007,95.384,29.916,"00:03:37",25.902999999999999,25.792000000000002,25.605,25.082000000000001,null,null,null,null,null,"00:03:37",27.716000000000001,27.111999999999998,26.84,25.317,null,null,null,null,null,null,null,null,null,null,null,null,null,null,null,null,null,null,null,null,null,null,null,null,null,null,null,null,null,null,null,null,{"$f":"AVERAGE(GC219:GD219)","v":52.792999999999999},null,null,null,null,null,null,null,null,null,null,null,null,null,null,null,null,null,null,null,null,null,null,null,null,null,null,null,null,null,null,null,null,null,null,null,null,null,null,null,null,"00:03:37",27.911999999999999,27.286999999999999,27.309000000000001,25.376999999999999,"00:03:37",34.335999999999999,31.661999999999999,32.463999999999999,25.759,"00:03:37",44.567,38.722999999999999,40.603999999999999,26.446999999999999]
[null,null,null,null,null,"00:03:38",24.760999999999999,24.785,24.629000000000001,24.5,"00:03:38",24.942,24.995000000000001,24.805,24.498000000000001,"00:03:38",25.24,25.33,25.074000000000002,24.594000000000001,0.60999999999999943,0.50999999999999801,0.4740000000000002,"00:03:38",23.507999999999999,23.533999999999999,23.286999999999999,22.956,"00:03:38",24.082000000000001,24.08,23.65,23.187999999999999,"00:03:38",24.503,24.495000000000001,23.916,23.114999999999998,"00:03:38",25.001999999999999,25.087,24.253,23.141999999999999,"00:03:38",25.609000000000002,25.48,25.091999999999999,23.213000000000001,"00:03:38",26.241,26.035,25.725999999999999,23.335000000000001,"00:03:38",26.940999999999999,26.620999999999999,26.396999999999998,23.527000000000001,"00:03:38",27.712,27.332999999999998,27.094000000000001,23.594999999999999,null,null,null,null,null,"00:03:38",30.105,29.498999999999999,29.347999999999999,23.925000000000001,"00:03:38",34.19,32.43,33.789000000000001,24.846,"00:03:38",36.689,34.31,36.387,24.966999999999999,null,null,null,null,null,"00:03:38",24.716999999999999,24.559000000000001,24.445,24.047999999999998,null,null,null,null,null,"00:03:38",25.245999999999999,25.163,25.34,23.145,null,null,null,null,null,null,null,null,null,null,null,null,null,null,null,null,null,null,null,null,null,null,null,null,null,"00:03:38",79.287000000000006,85.066999999999993,94.53,30.891999999999999,"00:03:38",101.005,81.055000000000007,95.227999999999994,29.927,"00:03:38",25.899000000000001,25.792000000000002,25.597000000000001,25.09,null,null,null,null,null,"00:03:38",27.712,27.109000000000002,26.832999999999998,25.312999999999999,null,null,null,null,null,null,null,null,null,null,null,null,null,null,null,null,null,null,null,null,null,null,null,null,null,null,null,null,null,null,null,null,null,null,null,null,null,null,null,null,null,null,null,null,null,null,null,null,null,null,null,null,null,null,null,null,null,null,null,null,null,null,null,null,null,null,null,null,null,null,null,null,null,"00:03:38",27.927,27.294,27.318000000000001,25.385999999999999,"00:03:38",34.323999999999998,31.651,32.466000000000001,25.760999999999999,"00:03:38",44.563000000000002,38.722999999999999,40.597000000000001,26.446999999999999]
[null,null,null,null,null,"00:03:39",24.756,24.78,24.622,24.497,"00:03:39",24.942,24.992999999999999,24.8,24.486999999999998,"00:03:39",25.234000000000002,25.327999999999999,25.065000000000001,24.596,0.60800000000000054,0.50400000000000134,0.46499999999999986,"00:03:39",23.51,23.536000000000001,23.283999999999999,22.957999999999998,"00:03:39",24.085999999999999,24.088000000000001,23.643000000000001,23.19,"00:03:39",24.498999999999999,24.498999999999999,23.916,23.116,"00:03:39",25.006,25.085000000000001,24.253,23.138999999999999,"00:03:39",25.617999999999999,25.484999999999999,25.099,23.219000000000001,"00:03:39",26.238,26.042999999999999,25.734000000000002,23.324000000000002,"00:03:39",26.949000000000002,26.620999999999999,26.401,23.533999999999999,"00:03:39",27.712,27.33,27.097999999999999,23.606000000000002,null,null,null,null,null,"00:03:39",30.109000000000002,29.495999999999999,29.356000000000002,23.928999999999998,"00:03:39",34.19,32.427,33.796999999999997,24.85,"00:03:39",36.692999999999998,34.305999999999997,36.387,24.945,null,null,null,null,null,"00:03:39",24.71,24.559000000000001,24.434000000000001,24.065999999999999,null,null,null,null,null,"00:03:39",25.244,25.163,25.338000000000001,23.140999999999998,null,null,null,null,null,null,null,null,null,null,null,null,null,null,null,null,null,null,null,null,null,null,null,null,null,"00:03:39",79.257000000000005,85.194000000000003,94.444000000000003,30.658999999999999,"00:03:39",100.944,81.519000000000005,95.194000000000003,29.946000000000002,"00:03:39",25.91,25.795999999999999,25.605,25.097000000000001,null,null,null,null,null,"00:03:39",27.722999999999999,27.126999999999999,26.844000000000001,25.324000000000002,null,null,null,null,null,null,null,null,null,null,null,null,null,null,null,null,null,null,null,null,null,null,null,null,null,null,null,null,null,null,null,null,null,null,null,null,null,null,null,null,null,{"$f":"GM156-GM3","v":75.274999999999991},{"$f":"GN156-GN3","v":65.724999999999994},54.867999999999995,7.4230000000000018,null,null,null,null,null,null,null,null,null,null,null,null,null,null,null,null,null,null,null,null,null,null,null,null,null,null,null,null,"00:03:39",27.92,27.283000000000001,27.312000000000001,25.373000000000001,"00:03:39",34.326000000000001,31.648,32.475000000000001,25.754999999999999,"00:03:39",44.478000000000002,38.74,40.566000000000003,26.451000000000001]
[null,null,null,null,null,"00:03:40",24.757999999999999,24.783999999999999,24.626999999999999,24.501999999999999,"00:03:40",24.934999999999999,24.984000000000002,24.795000000000002,24.481999999999999,"00:03:40",25.244,25.338000000000001,25.08,24.602,0.6180000000000021,0.51399999999999935,0.47999999999999687,"00:03:40",23.513999999999999,23.535,23.286000000000001,22.952999999999999,"00:03:40",24.085000000000001,24.088000000000001,23.649000000000001,23.192,"00:03:40",24.501000000000001,24.503,23.922000000000001,23.126999999999999,"00:03:40",25.004000000000001,25.088999999999999,24.257000000000001,23.141999999999999,"00:03:40",25.609000000000002,25.489000000000001,25.091999999999999,23.207999999999998,"00:03:40",26.234000000000002,26.039000000000001,25.734000000000002,23.338999999999999,"00:03:40",26.96,26.629000000000001,26.401,23.545999999999999,"00:03:40",27.72,27.344999999999999,27.102,23.594999999999999,null,null,null,null,null,"00:03:40",30.113,29.488,29.341000000000001,23.922000000000001,"00:03:40",34.194000000000003,32.430999999999997,33.808,24.867999999999999,"00:03:40",36.700000000000003,34.314,36.387,24.948,null,null,null,null,null,"00:03:40",24.707000000000001,24.545000000000002,24.422999999999998,24.077000000000002,null,null,null,null,null,"00:03:40",25.242000000000001,25.163,25.34,23.143000000000001,null,null,null,null,null,null,null,null,null,null,null,null,null,null,null,null,null,null,null,null,null,null,null,null,null,"00:03:40",79.236000000000004,85.241,94.372,30.55,"00:03:40",100.85599999999999,81.722999999999999,95.216999999999999,29.916,"00:03:40",25.907,25.806999999999999,25.616,25.09,null,null,null,null,null,"00:03:40",27.719000000000001,27.109000000000002,26.835999999999999,25.335000000000001,null,null,null,null,null,null,null,null,null,null,null,null,null,null,null,null,null,null,null,null,null,null,null,null,null,null,null,null,null,null,null,null,null,null,null,null,null,null,null,null,null,null,null,null,null,null,null,null,null,null,null,null,null,null,null,null,null,null,null,null,null,null,null,null,null,null,null,null,null,null,null,null,null,"00:03:40",27.927,27.294,27.309000000000001,25.388000000000002,"00:03:40",34.314999999999998,31.643999999999998,32.463999999999999,25.751999999999999,"00:03:40",44.502000000000002,38.744999999999997,40.534999999999997,26.457999999999998,null,null,null,null,null,null,{"$f":"IN198-IN3","v":58.986000000000004},{"$f":"IO198-IO3","v":42.881999999999991},{"$f":"IP198-IP3","v":44.278000000000006},{"$f":"IQ198-IQ3","v":5.3739999999999988}]
[null,null,null,null,null,"00:03:41",24.765999999999998,24.782,24.629000000000001,24.504000000000001,"00:03:41",24.934999999999999,24.986000000000001,24.795000000000002,24.484000000000002,"00:03:41",25.244,25.338000000000001,25.074999999999999,24.597999999999999,0.6180000000000021,0.51399999999999935,0.47499999999999787,"00:03:41",23.513000000000002,23.535,23.285,22.952000000000002,"00:03:41",24.094000000000001,24.088999999999999,23.645,23.184999999999999,"00:03:41",24.513999999999999,24.507000000000001,23.925999999999998,23.123999999999999,"00:03:41",25.004000000000001,25.087,24.256,23.143999999999998,"00:03:41",25.613,25.489000000000001,25.09,23.206,"00:03:41",26.234000000000002,26.032,25.73,23.335000000000001,"00:03:41",26.949000000000002,26.617999999999999,26.396999999999998,23.545999999999999,"00:03:41",27.724,27.33,27.102,23.591999999999999,null,null,null,null,null,"00:03:41",30.126999999999999,29.503,29.344999999999999,23.917999999999999,"00:03:41",34.198,32.430999999999997,33.804000000000002,24.876000000000001,"00:03:41",36.710999999999999,34.317999999999998,36.393999999999998,24.949000000000002,null,null,null,null,null,"00:03:41",24.71,24.548999999999999,24.422999999999998,24.085000000000001,null,{"$f":"CQ196-CQ29","v":0.35300000000000153},{"$f":"CR196-CR29","v":0.35099999999999909},{"$f":"CS196-CS29","v":0.41699999999999804},{"$f":"CT196-CT29","v":-3.0000000000001137E-3},"00:03:41",25.248000000000001,25.169,25.344999999999999,23.145,null,null,null,null,null,null,null,null,null,null,null,null,null,null,null,null,null,null,null,null,null,null,null,null,null,"00:03:41",79.238,84.977999999999994,94.385000000000005,30.497,"00:03:41",100.744,82.037999999999997,95.268000000000001,29.984000000000002,"00:03:41",25.902999999999999,25.795999999999999,25.605,25.09,null,null,null,null,null,"00:03:41",27.727,27.126999999999999,26.850999999999999,25.346,null,null,null,null,null,null,null,null,null,null,null,null,null,null,null,null,null,null,null,null,null,null,null,null,null,null,null,null,null,null,null,null,null,null,null,null,null,null,null,null,null,null,{"$f":"AVERAGE(GM222:GN222)","v":70.5},null,null,null,null,null,null,null,null,null,null,null,null,null,null,null,null,null,null,null,null,null,null,null,null,null,null,null,null,null,null,"00:03:41",27.927,27.289000000000001,27.324999999999999,25.391999999999999,"00:03:41",34.298000000000002,31.648,32.448999999999998,25.742000000000001,"00:03:41",44.548999999999999,38.741999999999997,40.51,26.477,null,null,null,null,null,null,null,{"$f":"AVERAGE(IN223:IP223)","v":48.715333333333341}]
[null,null,null,null,null,"00:03:42",24.76,24.786000000000001,24.626000000000001,24.498999999999999,"00:03:42",24.931000000000001,24.988,24.803000000000001,24.488,"00:03:42",25.242000000000001,25.332000000000001,25.074999999999999,24.603999999999999,0.61200000000000188,0.51200000000000045,0.47499999999999787,"00:03:42",23.510999999999999,23.533000000000001,23.29,22.959,"00:03:42",24.088999999999999,24.085000000000001,23.643999999999998,23.186,"00:03:42",24.513000000000002,24.507000000000001,23.925999999999998,23.128,"00:03:42",25.007999999999999,25.085000000000001,24.254000000000001,23.145,"00:03:42",25.617999999999999,25.497,25.096,23.207999999999998,"00:03:42",26.242000000000001,26.05,25.738,23.346,"00:03:42",26.949000000000002,26.614999999999998,26.405000000000001,23.55,"00:03:42",27.724,27.338000000000001,27.097999999999999,23.596,null,null,null,null,null,"00:03:42",30.141999999999999,29.510999999999999,29.349,23.911000000000001,"00:03:42",34.209000000000003,32.435000000000002,33.805,24.908999999999999,"00:03:42",36.710999999999999,34.320999999999998,36.405000000000001,24.952999999999999,null,null,null,null,null,"00:03:42",24.707000000000001,24.545000000000002,24.42,24.077999999999999,null,null,null,null,null,"00:03:42",25.260999999999999,25.18,25.358000000000001,23.152000000000001,null,null,null,null,null,null,null,null,null,null,null,null,null,null,null,null,null,null,null,null,null,null,null,null,null,"00:03:42",79.269000000000005,85.004999999999995,94.460999999999999,30.532,"00:03:42",100.663,81.634,95.248000000000005,30.009,"00:03:42",25.907,25.795999999999999,25.611999999999998,25.085999999999999,null,null,null,null,null,"00:03:42",27.719000000000001,27.109000000000002,26.84,25.35,null,null,null,null,null,null,null,null,null,null,null,null,null,null,null,null,null,null,null,null,null,null,null,null,null,null,null,null,null,null,null,null,null,null,null,null,null,null,null,null,null,null,null,null,null,null,null,null,null,null,null,null,null,null,null,null,null,null,null,null,null,null,null,null,null,null,null,null,null,null,null,null,null,"00:03:42",27.931000000000001,27.286999999999999,27.324000000000002,25.402999999999999,"00:03:42",34.296999999999997,31.666,32.450000000000003,25.733000000000001,"00:03:42",44.676000000000002,38.773000000000003,40.466999999999999,26.466000000000001]
[null,null,null,null,null,"00:03:43",24.757000000000001,24.777000000000001,24.623999999999999,24.498999999999999,"00:03:43",24.943000000000001,24.992000000000001,24.803000000000001,24.494,"00:03:43",25.25,25.34,25.079000000000001,24.606000000000002,0.62000000000000099,0.51999999999999957,0.4789999999999992,"00:03:43",23.51,23.536999999999999,23.286999999999999,22.957999999999998,"00:03:43",24.085999999999999,24.085999999999999,23.648,23.187999999999999,"00:03:43",24.504000000000001,24.504000000000001,23.922999999999998,23.123999999999999,"00:03:43",25.013999999999999,25.091000000000001,24.260999999999999,23.146999999999998,"00:03:43",25.617000000000001,25.492000000000001,25.091000000000001,23.207000000000001,"00:03:43",26.242000000000001,26.050999999999998,25.748999999999999,23.346,"00:03:43",26.952999999999999,26.632999999999999,26.401,23.553999999999998,"00:03:43",27.724,27.338000000000001,27.102,23.591999999999999,null,null,null,null,null,"00:03:43",30.16,29.503,29.356000000000002,23.907,"00:03:43",34.213000000000001,32.445999999999998,33.811999999999998,24.917000000000002,"00:03:43",36.722999999999999,34.329000000000001,36.405999999999999,24.949000000000002,null,null,null,null,null,"00:03:43",24.702999999999999,24.541,24.416,24.082000000000001,null,null,{"$f":"AVERAGE(CQ224:CS224)","v":0.3736666666666662},null,null,"00:03:43",25.263999999999999,25.18,25.36,23.154,null,null,null,null,null,null,null,null,null,null,null,null,null,null,null,null,null,null,null,null,null,null,null,null,null,"00:03:43",79.311999999999998,85.82,94.509,30.56,"00:03:43",100.66500000000001,81.206999999999994,95.207999999999998,30.001000000000001,"00:03:43",25.902999999999999,25.792999999999999,25.609000000000002,25.082999999999998,null,null,null,null,null,"00:03:43",27.719000000000001,27.109000000000002,26.84,25.346,null,null,null,null,null,null,null,null,null,null,null,null,null,null,null,null,null,null,null,null,null,null,null,null,null,null,null,null,null,null,null,null,null,null,null,null,null,null,null,null,null,null,null,null,null,null,null,null,null,null,null,null,null,null,null,null,null,null,null,null,null,null,null,null,null,null,null,null,null,null,null,null,null,"00:03:43",27.937999999999999,27.297999999999998,27.335000000000001,25.407,"00:03:43",34.292999999999999,31.658999999999999,32.450000000000003,25.722000000000001,"00:03:43",44.765999999999998,38.792999999999999,40.448,26.462]
[null,null,null,null,null,"00:03:44",24.757000000000001,24.779,24.634,24.498999999999999,"00:03:44",24.934000000000001,24.984999999999999,24.792000000000002,24.486999999999998,"00:03:44",25.244,25.338000000000001,25.081,24.602,0.6180000000000021,0.51399999999999935,0.4809999999999981,"00:03:44",23.512,23.536000000000001,23.291,22.965,"00:03:44",24.082000000000001,24.09,23.652000000000001,23.193999999999999,"00:03:44",24.510999999999999,24.504000000000001,23.928000000000001,23.123999999999999,"00:03:44",25.018000000000001,25.097000000000001,24.26,23.15,"00:03:44",25.614999999999998,25.497,25.093,23.204999999999998,"00:03:44",26.244,26.053000000000001,25.744,23.347000000000001,"00:03:44",26.957000000000001,26.622,26.408999999999999,23.576000000000001,"00:03:44",27.724,27.33,27.091000000000001,23.581,null,null,null,null,null,"00:03:44",30.167999999999999,29.5,29.341999999999999,23.888999999999999,"00:03:44",34.213000000000001,32.439,33.816000000000003,24.913,"00:03:44",36.722999999999999,34.322000000000003,36.412999999999997,24.946000000000002,null,null,null,null,null,"00:03:44",24.707000000000001,24.548999999999999,24.417000000000002,24.088999999999999,null,null,null,null,null,"00:03:44",25.263000000000002,25.181999999999999,25.364000000000001,23.16,null,null,null,null,null,null,null,null,null,null,null,null,null,null,null,null,null,null,null,null,null,null,null,null,null,"00:03:44",79.403000000000006,86.183000000000007,94.474999999999994,30.675000000000001,"00:03:44",100.688,81.204999999999998,95.185000000000002,29.994,"00:03:44",25.907,25.795999999999999,25.616,25.09,null,null,null,null,null,"00:03:44",27.716000000000001,27.109000000000002,26.835999999999999,25.346,null,null,null,null,null,null,null,null,null,null,null,null,null,null,null,null,null,null,null,null,null,null,null,null,null,null,null,null,null,null,null,null,null,null,null,null,null,null,null,null,null,null,null,null,null,null,null,null,null,null,null,null,null,null,null,null,null,null,null,null,null,null,null,null,null,null,null,null,null,null,null,null,null,"00:03:44",27.933,27.286999999999999,27.349,25.402999999999999,"00:03:44",34.299999999999997,31.672000000000001,32.43,25.704000000000001,"00:03:44",44.805999999999997,38.789000000000001,40.433999999999997,26.462]
[null,null,null,null,null,"00:03:45",24.751999999999999,24.779,24.626999999999999,24.495999999999999,"00:03:45",24.939,24.991,24.794,24.489000000000001,"00:03:45",25.247,25.34,25.081,24.61,0.62000000000000099,0.51699999999999946,0.4809999999999981,"00:03:45",23.513999999999999,23.536000000000001,23.288,22.966000000000001,"00:03:45",24.085999999999999,24.082000000000001,23.643000000000001,23.178999999999998,"00:03:45",24.512,24.501999999999999,23.925000000000001,23.123000000000001,"00:03:45",25.012,25.088000000000001,24.262,23.146999999999998,"00:03:45",25.619,25.49,25.088999999999999,23.209,"00:03:45",26.257000000000001,26.055,25.745999999999999,23.343,"00:03:45",26.965,26.63,26.408999999999999,23.58,"00:03:45",27.728000000000002,27.338000000000001,27.091000000000001,23.585000000000001,null,null,null,null,null,"00:03:45",30.167999999999999,29.504000000000001,29.341999999999999,23.882000000000001,"00:03:45",34.225000000000001,32.447000000000003,33.813000000000002,24.899000000000001,"00:03:45",36.726999999999997,34.329000000000001,36.417000000000002,24.963999999999999,null,null,null,null,null,"00:03:45",24.719000000000001,24.556999999999999,24.423999999999999,24.088999999999999,null,null,null,null,null,"00:03:45",25.265000000000001,25.18,25.36,23.155000000000001,null,null,null,null,null,null,null,null,null,null,null,null,null,null,null,null,null,null,null,null,null,null,null,null,null,"00:03:45",79.429000000000002,86.022999999999996,94.418000000000006,30.748000000000001,"00:03:45",100.718,81.626999999999995,95.248000000000005,29.972000000000001,"00:03:45",25.902999999999999,25.789000000000001,25.613,25.094000000000001,null,null,null,null,null,"00:03:45",27.72,27.105,26.84,25.346,null,null,null,null,null,null,null,null,null,null,null,null,null,null,null,null,null,null,null,null,null,null,null,null,null,null,null,null,null,null,null,null,null,null,null,null,null,null,null,null,null,null,null,null,null,null,null,null,null,null,null,null,null,null,null,null,null,null,null,null,null,null,null,null,null,null,null,null,null,null,null,null,null,"00:03:45",27.923999999999999,27.276,27.361000000000001,25.4,"00:03:45",34.29,31.663,32.402000000000001,25.664000000000001,"00:03:45",44.917000000000002,38.777999999999999,40.393999999999998,26.463999999999999]
[null,null,null,null,null,"00:03:46",24.751999999999999,24.78,24.623000000000001,24.494,"00:03:46",24.940999999999999,24.995000000000001,24.803999999999998,24.494,"00:03:46",25.25,25.337,25.077000000000002,24.603000000000002,0.61700000000000088,0.51999999999999957,0.47700000000000031,"00:03:46",23.513999999999999,23.536000000000001,23.29,22.975000000000001,"00:03:46",24.081,24.085000000000001,23.640999999999998,23.172000000000001,"00:03:46",24.51,24.504999999999999,23.922999999999998,23.116,"00:03:46",25.012,25.09,24.26,23.146999999999998,"00:03:46",25.623000000000001,25.498000000000001,25.1,23.216000000000001,"00:03:46",26.239000000000001,26.044,25.745999999999999,23.335999999999999,"00:03:46",26.960999999999999,26.634,26.413,23.587,"00:03:46",27.731999999999999,27.334,27.099,23.588999999999999,null,null,null,null,null,"00:03:46",30.186,29.515000000000001,29.353000000000002,23.882000000000001,"00:03:46",34.21,32.442999999999998,33.817,24.884,"00:03:46",36.731000000000002,34.33,36.417000000000002,24.975999999999999,null,null,null,null,null,"00:03:46",24.704000000000001,24.542000000000002,24.405999999999999,24.074999999999999,null,null,null,null,null,"00:03:46",25.27,25.181999999999999,25.367999999999999,23.151,null,null,null,null,null,null,null,null,null,null,null,null,null,null,null,null,null,null,null,null,null,null,null,null,null,"00:03:46",79.396000000000001,85.646000000000001,94.38,30.724,"00:03:46",100.824,82.055000000000007,95.418999999999997,29.98,"00:03:46",25.911000000000001,25.789000000000001,25.613,25.074999999999999,null,null,null,null,null,"00:03:46",27.72,27.109000000000002,26.847999999999999,25.35,null,null,null,null,null,null,null,null,null,null,null,null,null,null,null,null,null,null,null,null,null,null,null,null,null,null,null,null,null,null,null,null,null,null,null,null,null,null,null,null,null,null,null,null,null,null,null,null,null,null,null,null,null,null,null,null,null,null,null,null,null,null,null,null,null,null,null,null,null,null,null,null,null,"00:03:46",27.931000000000001,27.271999999999998,27.372,25.414000000000001,null,null,null,null,null,"00:03:46",44.976999999999997,38.774999999999999,40.369,26.472999999999999]
[null,null,null,null,null,"00:03:47",24.747,24.777999999999999,24.623000000000001,24.492999999999999,"00:03:47",24.946999999999999,24.997,24.803999999999998,24.497,"00:03:47",25.241,25.332999999999998,25.077999999999999,24.599,0.61299999999999955,0.51099999999999923,0.47799999999999798,"00:03:47",23.513999999999999,23.545999999999999,23.294,22.984999999999999,"00:03:47",24.09,24.087,23.645,23.18,"00:03:47",24.507000000000001,24.503,23.916,23.114000000000001,"00:03:47",25.013999999999999,25.09,24.26,23.149000000000001,"00:03:47",25.617000000000001,25.5,25.099,23.216999999999999,"00:03:47",26.245999999999999,26.055,25.739000000000001,23.332000000000001,"00:03:47",26.954000000000001,26.63,26.402000000000001,23.584,"00:03:47",27.728000000000002,27.335000000000001,27.094999999999999,23.593,null,null,null,null,null,"00:03:47",30.201000000000001,29.526,29.361000000000001,23.885999999999999,"00:03:47",34.21,32.44,33.813000000000002,24.861999999999998,"00:03:47",36.72,34.332999999999998,36.409999999999997,24.983000000000001,null,null,null,null,null,"00:03:47",24.707999999999998,24.553000000000001,24.417000000000002,24.068000000000001,null,null,null,null,null,"00:03:47",25.271999999999998,25.186,25.361999999999998,23.146999999999998,null,null,null,null,null,null,null,null,null,null,null,null,null,null,null,null,null,null,null,null,null,null,null,null,null,"00:03:47",79.353999999999999,85.227000000000004,94.4,30.736999999999998,"00:03:47",100.913,82.091999999999999,95.647999999999996,29.971,"00:03:47",25.896000000000001,25.797000000000001,25.602,25.079000000000001,null,null,null,null,null,"00:03:47",27.727,27.109000000000002,26.847999999999999,25.353999999999999,null,null,null,null,null,null,null,null,null,null,null,null,null,null,null,null,null,null,null,null,null,null,null,null,null,null,null,null,null,null,null,null,null,null,null,null,null,null,null,null,null,null,null,null,null,null,null,null,null,null,null,null,null,null,null,null,null,null,null,null,null,null,null,null,null,null,null,null,null,null,null,null,null,"00:03:47",27.937000000000001,27.268999999999998,27.381,25.423999999999999,null,null,null,null,null,"00:03:47",44.999000000000002,38.781999999999996,40.357999999999997,26.472999999999999]
[null,null,null,null,null,"00:03:48",24.742999999999999,24.763000000000002,24.614000000000001,24.48,"00:03:48",24.943999999999999,24.995000000000001,24.797999999999998,24.489000000000001,"00:03:48",25.242999999999999,25.337,25.08,24.606999999999999,0.61700000000000088,0.51299999999999812,0.47999999999999687,"00:03:48",23.52,23.539000000000001,23.29,22.978999999999999,"00:03:48",24.081,24.088999999999999,23.646999999999998,23.18,"00:03:48",24.510999999999999,24.504999999999999,23.922000000000001,23.129000000000001,"00:03:48",25.016999999999999,25.091999999999999,24.265999999999998,23.151,"00:03:48",25.625,25.501999999999999,25.099,23.225999999999999,"00:03:48",26.247,26.052,25.745999999999999,23.332999999999998,"00:03:48",26.954000000000001,26.626999999999999,26.41,23.584,"00:03:48",27.742999999999999,27.338999999999999,27.099,23.582000000000001,null,null,null,null,null,"00:03:48",30.204999999999998,29.536999999999999,29.361000000000001,23.875,"00:03:48",34.210999999999999,32.444000000000003,33.802999999999997,24.87,"00:03:48",36.723999999999997,34.341000000000001,36.420999999999999,24.994,null,null,null,null,null,"00:03:48",24.712,24.553000000000001,24.417000000000002,24.06,null,null,null,null,null,"00:03:48",25.263000000000002,25.172999999999998,25.356999999999999,23.149000000000001,null,null,null,null,null,null,null,null,null,null,null,null,null,null,null,null,null,null,null,null,null,null,null,null,null,"00:03:48",79.304000000000002,85.122,94.468999999999994,30.765999999999998,"00:03:48",100.952,81.947000000000003,95.698999999999998,30.009,"00:03:48",25.902999999999999,25.789000000000001,25.602,25.082999999999998,null,null,null,null,null,"00:03:48",27.72,27.105,26.837,25.343,null,null,null,null,null,null,null,null,null,null,null,null,null,null,null,null,null,null,null,null,null,null,null,null,null,null,null,null,null,null,null,null,null,null,null,null,null,null,null,null,null,null,null,null,null,null,null,null,null,null,null,null,null,null,null,null,null,null,null,null,null,null,null,null,null,null,null,null,null,null,null,null,null,"00:03:48",27.942,27.276,27.39,25.425999999999998,null,null,null,null,null,"00:03:48",45.045999999999999,38.802,40.347000000000001,26.488]
[null,null,null,null,null,"00:03:49",24.747,24.768999999999998,24.617000000000001,24.484000000000002,"00:03:49",24.94,24.994,24.806000000000001,24.486000000000001,"00:03:49",25.254999999999999,25.344999999999999,25.08,24.614999999999998,0.625,0.52499999999999858,0.47999999999999687,"00:03:49",23.516999999999999,23.544,23.289000000000001,22.981000000000002,"00:03:49",24.087,24.088999999999999,23.643999999999998,23.175000000000001,"00:03:49",24.513000000000002,24.504999999999999,23.928000000000001,23.126000000000001,"00:03:49",25.018999999999998,25.094000000000001,24.265999999999998,23.151,"00:03:49",25.626999999999999,25.510999999999999,25.103999999999999,23.228000000000002,"00:03:49",26.25,26.047999999999998,25.745999999999999,23.332999999999998,"00:03:49",26.954000000000001,26.623000000000001,26.402000000000001,23.577000000000002,"00:03:49",27.736000000000001,27.338999999999999,27.096,23.574999999999999,null,null,null,null,null,"00:03:49",30.19,29.526,29.367999999999999,23.870999999999999,"00:03:49",34.215000000000003,32.444000000000003,33.81,24.87,null,null,null,null,null,null,null,null,null,null,"00:03:49",24.707999999999998,24.556999999999999,24.420999999999999,24.061,null,null,null,null,null,"00:03:49",25.259,25.172999999999998,25.361000000000001,23.146000000000001,null,null,null,null,null,null,null,null,null,null,null,null,null,null,null,null,null,null,null,null,null,null,null,null,null,"00:03:49",79.209000000000003,85.159000000000006,94.507000000000005,30.654,"00:03:49",100.994,82.057000000000002,95.712999999999994,30.055,"00:03:49",25.911000000000001,25.797000000000001,25.609000000000002,25.087,null,null,null,null,null,"00:03:49",27.72,27.100999999999999,26.844000000000001,25.338999999999999,null,null,null,null,null,null,null,null,null,null,null,null,null,null,null,null,null,null,null,null,null,null,null,null,null,null,null,null,null,null,null,null,null,null,null,null,null,null,null,null,null,null,null,null,null,null,null,null,null,null,null,null,null,null,null,null,null,null,null,null,null,null,null,null,null,null,null,null,null,null,null,null,null,"00:03:49",27.931000000000001,27.268999999999998,27.393999999999998,25.428999999999998,null,null,null,null,null,"00:03:49",45.052999999999997,38.779000000000003,40.340000000000003,26.488,null,{"$f":"II206-II3","v":34.702999999999996},{"$f":"IJ206-IJ3","v":24.434999999999999},{"$f":"IK206-IK3","v":26.888999999999999},{"$f":"IL206-IL3","v":2.9899999999999984}]
[null,null,null,null,null,"00:03:50",24.753,24.774999999999999,24.626000000000001,24.492999999999999,"00:03:50",24.933,24.984999999999999,24.792999999999999,24.481999999999999,"00:03:50",25.253,25.327000000000002,25.077999999999999,24.606000000000002,0.60700000000000287,0.52299999999999969,0.47799999999999798,"00:03:50",23.518999999999998,23.542999999999999,23.291,22.992999999999999,"00:03:50",24.087,24.097000000000001,23.65,23.181000000000001,"00:03:50",24.509,24.504000000000001,23.928000000000001,23.12,"00:03:50",25.018999999999998,25.097999999999999,24.265999999999998,23.151,"00:03:50",25.623000000000001,25.506,25.097000000000001,23.213000000000001,"00:03:50",26.242999999999999,26.044,25.75,23.332999999999998,"00:03:50",26.946999999999999,26.623000000000001,26.399000000000001,23.584,"00:03:50",27.744,27.327999999999999,27.1,23.571000000000002,null,null,null,null,null,"00:03:50",30.175999999999998,29.515000000000001,29.353000000000002,23.86,"00:03:50",34.215000000000003,32.44,33.81,24.873999999999999,null,null,null,null,null,null,null,null,null,null,"00:03:50",24.707999999999998,24.553999999999998,24.417999999999999,24.045999999999999,null,null,null,null,null,"00:03:50",25.260999999999999,25.169,25.356999999999999,23.138000000000002,null,null,null,null,null,null,null,null,null,null,null,null,null,null,null,null,null,null,null,null,null,null,null,null,null,"00:03:50",79.103999999999999,85.228999999999999,94.481999999999999,30.518999999999998,"00:03:50",101.093,81.394999999999996,95.683000000000007,30.123999999999999,"00:03:50",25.907,25.792999999999999,25.613,25.094000000000001,null,null,null,null,null,"00:03:50",27.727,27.116,26.850999999999999,25.361000000000001,null,null,null,null,null,null,null,null,null,null,null,null,null,null,null,null,null,null,null,null,null,null,null,null,null,null,null,null,null,null,null,null,null,null,null,null,null,null,null,null,null,null,null,null,null,null,null,null,null,null,null,null,null,null,null,null,null,null,null,null,null,null,null,null,null,null,null,null,null,null,null,null,null,"00:03:50",27.925999999999998,27.274999999999999,27.408999999999999,25.428999999999998,null,null,null,null,null,"00:03:50",45.057000000000002,38.753,40.332999999999998,26.498999999999999,null,null,{"$f":"AVERAGE(II232:IK232)","v":28.675666666666661}]
[null,null,null,null,null,"00:03:51",24.753,24.779,24.63,24.484000000000002,"00:03:51",24.933,24.99,24.795000000000002,24.488,"00:03:51",25.245999999999999,25.34,25.085999999999999,24.617000000000001,0.62000000000000099,0.51599999999999824,0.4859999999999971,"00:03:51",23.523,23.542999999999999,23.295000000000002,22.998000000000001,"00:03:51",24.077000000000002,24.082000000000001,23.640999999999998,23.167999999999999,"00:03:51",24.513000000000002,24.51,23.922999999999998,23.122,"00:03:51",25.012,25.094000000000001,24.254000000000001,23.140999999999998,"00:03:51",25.623999999999999,25.495000000000001,25.097000000000001,23.225999999999999,"00:03:51",26.247,26.047999999999998,25.75,23.326000000000001,"00:03:51",26.943999999999999,26.62,26.399000000000001,23.584,"00:03:51",27.744,27.332000000000001,27.1,23.579000000000001,null,null,null,null,null,"00:03:51",30.164999999999999,29.523,29.361000000000001,23.867000000000001,"00:03:51",34.215000000000003,32.441000000000003,33.807000000000002,24.870999999999999,null,null,null,null,null,null,null,null,null,null,"00:03:51",24.712,24.558,24.417999999999999,24.045999999999999,null,null,null,null,null,"00:03:51",25.260999999999999,25.170999999999999,25.355,23.137,null,null,null,null,null,null,null,null,null,null,null,null,null,null,null,null,null,null,null,null,null,null,null,null,null,"00:03:51",79.034000000000006,85.2,94.483999999999995,30.501000000000001,"00:03:51",101.155,80.863,95.587000000000003,30.155000000000001,"00:03:51",25.911000000000001,25.797000000000001,25.617000000000001,25.079000000000001,null,null,null,null,null,"00:03:51",27.722999999999999,27.113,26.850999999999999,25.353999999999999,null,null,null,null,null,null,null,null,null,null,null,null,null,null,null,null,null,null,null,null,null,null,null,null,null,null,null,null,null,null,null,null,null,null,null,null,null,null,null,null,null,null,null,null,null,null,null,null,null,null,null,null,null,null,null,null,null,null,null,null,null,null,null,null,null,null,null,null,null,null,null,null,null,"00:03:51",27.928000000000001,27.276,27.405000000000001,25.428999999999998,null,null,null,null,null,"00:03:51",45.01,38.710999999999999,40.363999999999997,26.507000000000001]
[null,null,null,null,null,"00:03:52",24.748000000000001,24.777000000000001,24.625,24.488,"00:03:52",24.934000000000001,24.978999999999999,24.783000000000001,24.468,"00:03:52",25.251999999999999,25.347000000000001,25.091999999999999,24.619,0.62700000000000244,0.52199999999999847,0.49199999999999733,"00:03:52",23.521000000000001,23.545000000000002,23.298999999999999,23.003,"00:03:52",24.082999999999998,24.074999999999999,23.640999999999998,23.167999999999999,"00:03:52",24.501999999999999,24.495000000000001,23.922999999999998,23.113,"00:03:52",25.007999999999999,25.088999999999999,24.260999999999999,23.143999999999998,"00:03:52",25.623999999999999,25.51,25.109000000000002,23.225000000000001,"00:03:52",26.254000000000001,26.056000000000001,25.75,23.332999999999998,"00:03:52",26.951000000000001,26.623999999999999,26.399000000000001,23.591999999999999,"00:03:52",27.74,27.335999999999999,27.093,23.582999999999998,null,null,null,null,null,"00:03:52",30.158000000000001,29.523,29.361000000000001,23.864000000000001,"00:03:52",34.222999999999999,32.436999999999998,33.814999999999998,24.870999999999999,null,null,null,null,null,null,null,null,null,null,"00:03:52",24.72,24.565000000000001,24.422000000000001,24.045999999999999,null,null,null,null,null,"00:03:52",25.263000000000002,25.172999999999998,25.366,23.14,null,null,null,null,null,null,null,null,null,null,null,null,null,null,null,null,null,null,null,null,null,null,null,null,null,"00:03:52",79.009,85.043999999999997,94.481999999999999,30.512,"00:03:52",101.191,80.756,95.436000000000007,30.19,"00:03:52",25.9,25.79,25.617000000000001,25.076000000000001,null,null,null,null,null,"00:03:52",27.731000000000002,27.116,26.850999999999999,25.35,null,null,null,null,null,null,null,null,null,null,null,null,null,null,null,null,null,null,null,null,null,null,null,null,null,null,null,null,null,null,null,null,null,null,null,null,null,null,null,null,null,null,null,null,null,null,null,null,null,null,null,null,null,null,null,null,null,null,null,null,null,null,null,null,null,null,null,null,null,null,null,null,null,"00:03:52",27.92,27.268999999999998,27.402000000000001,25.422000000000001,null,null,null,null,null,"00:03:52",44.994999999999997,38.701999999999998,40.402000000000001,26.521999999999998]
[null,null,null,null,null,"00:03:53",24.741,24.774000000000001,24.619,24.486999999999998,"00:03:53",24.925000000000001,24.98,24.785,24.478999999999999,"00:03:53",25.256,25.344000000000001,25.085999999999999,24.614999999999998,0.62400000000000233,0.5259999999999998,0.4859999999999971,"00:03:53",23.524999999999999,23.544,23.298999999999999,23.007000000000001,"00:03:53",24.081,24.081,23.638000000000002,23.167999999999999,"00:03:53",24.51,24.506,23.920999999999999,23.11,"00:03:53",25.015999999999998,25.096,24.260999999999999,23.148,"00:03:53",25.635000000000002,25.507999999999999,25.103000000000002,23.216000000000001,"00:03:53",26.254999999999999,26.052,25.751000000000001,23.33,"00:03:53",26.954999999999998,26.631,26.407,23.6,"00:03:53",27.744,27.338999999999999,27.103999999999999,23.594000000000001,null,null,null,null,null,"00:03:53",30.154,29.545000000000002,29.364999999999998,23.882999999999999,"00:03:53",34.216000000000001,32.438000000000002,33.814999999999998,24.849,null,null,null,null,null,null,null,null,null,null,"00:03:53",24.704999999999998,24.562000000000001,24.414999999999999,24.024999999999999,null,null,null,null,null,"00:03:53",25.265000000000001,25.172999999999998,25.356999999999999,23.141999999999999,null,null,null,null,null,null,null,null,null,null,null,null,null,null,null,null,null,null,null,null,null,null,null,null,null,"00:03:53",79.010999999999996,84.903999999999996,94.460999999999999,30.882000000000001,"00:03:53",101.23099999999999,80.664000000000001,95.41,30.135999999999999,"00:03:53",25.914999999999999,25.800999999999998,25.613,25.087,null,null,null,null,null,"00:03:53",27.722999999999999,27.123999999999999,26.855,25.353999999999999,null,null,null,null,null,null,null,null,null,null,null,null,null,null,null,null,null,null,null,null,null,null,null,null,null,null,null,null,null,null,null,null,null,null,null,null,null,null,null,null,null,null,null,null,null,null,null,null,null,null,null,null,null,null,null,null,null,null,null,null,null,null,null,null,null,null,null,null,null,null,null,null,null,"00:03:53",27.904,27.263999999999999,27.405000000000001,25.411000000000001,null,null,null,null,null,"00:03:53",45.014000000000003,38.723999999999997,40.42,26.524999999999999]
[null,null,null,null,null,"00:03:54",24.75,24.776,24.626999999999999,24.492999999999999,"00:03:54",24.93,24.978000000000002,24.794,24.481000000000002,"00:03:54",25.25,25.341999999999999,25.079000000000001,24.616,0.62199999999999989,0.51999999999999957,0.4789999999999992,"00:03:54",23.524999999999999,23.545999999999999,23.297000000000001,23.009,"00:03:54",24.081,24.076000000000001,23.638000000000002,23.163,"00:03:54",24.507999999999999,24.504999999999999,23.928999999999998,23.120999999999999,"00:03:54",25.015999999999998,25.094999999999999,24.265000000000001,23.154,"00:03:54",25.626000000000001,25.506,25.105,23.213999999999999,"00:03:54",26.247,26.048999999999999,25.751000000000001,23.341000000000001,"00:03:54",26.963000000000001,26.632000000000001,26.402999999999999,23.596,"00:03:54",27.744,27.34,27.103999999999999,23.59,null,null,null,null,null,"00:03:54",30.143000000000001,29.545000000000002,29.361000000000001,23.875,"00:03:54",34.222999999999999,32.448999999999998,33.814999999999998,24.856999999999999,null,null,null,null,null,null,null,null,null,null,"00:03:54",24.702000000000002,24.565999999999999,24.407,24.024999999999999,null,null,null,null,null,"00:03:54",25.262,25.170999999999999,25.363,23.141999999999999,null,null,null,null,null,null,null,null,null,null,null,null,null,null,null,null,null,null,null,null,null,null,null,null,null,"00:03:54",79.028999999999996,84.932000000000002,94.456000000000003,30.913,"00:03:54",101.217,80.25,95.465000000000003,30.126999999999999,"00:03:54",25.904,25.792999999999999,25.606000000000002,25.076000000000001,null,null,null,null,null,"00:03:54",27.727,27.105,26.832999999999998,25.35,null,null,null,null,null,null,null,null,null,null,null,null,null,null,null,null,null,null,null,null,null,null,null,null,null,null,null,null,null,null,null,null,null,null,null,null,null,null,null,null,null,null,null,null,null,null,null,null,null,null,null,null,null,null,null,null,null,null,null,null,null,null,null,null,null,null,null,null,null,null,null,null,null,"00:03:54",27.899000000000001,27.262,27.408999999999999,25.419,null,null,null,null,null,"00:03:54",44.976999999999997,38.728000000000002,40.427,26.536000000000001]
[null,null,null,null,null,"00:03:55",24.751999999999999,24.777999999999999,24.623000000000001,24.489000000000001,"00:03:55",24.94,24.989000000000001,24.797999999999998,24.486999999999998,"00:03:55",25.247,25.332000000000001,25.085000000000001,24.616,0.61200000000000188,0.51699999999999946,0.48499999999999943,"00:03:55",23.529,23.55,23.3,23.015999999999998,"00:03:55",24.074000000000002,24.067,23.631,23.158000000000001,"00:03:55",24.509,24.494,23.916,23.117999999999999,"00:03:55",25.012,25.094999999999999,24.26,23.15,"00:03:55",25.632000000000001,25.51,25.102,23.213999999999999,"00:03:55",26.257999999999999,26.048999999999999,25.751000000000001,23.341000000000001,"00:03:55",26.956,26.635999999999999,26.404,23.588999999999999,"00:03:55",27.73,27.335999999999999,27.097000000000001,23.582999999999998,null,{"$f":"BM209-BM3","v":4.7560000000000002},{"$f":"BN209-BN3","v":4.4609999999999985},{"$f":"BO209-BO3","v":4.3810000000000002},null,"00:03:55",30.146999999999998,29.556000000000001,29.372,23.879000000000001,"00:03:55",34.226999999999997,32.448999999999998,33.814999999999998,24.867999999999999,null,null,null,null,null,null,null,null,null,null,"00:03:55",24.709,24.555,24.404,24.016999999999999,null,null,null,null,null,"00:03:55",25.266999999999999,25.175000000000001,25.37,23.148,null,null,null,null,null,null,null,null,null,null,null,null,null,null,null,null,null,null,null,null,null,null,null,null,null,"00:03:55",79.091999999999999,85.203000000000003,94.436000000000007,30.762,"00:03:55",101.155,79.748000000000005,95.536000000000001,30.085000000000001,"00:03:55",25.907,25.797000000000001,25.613,25.082999999999998,null,null,null,null,null,"00:03:55",27.716000000000001,27.105,26.847999999999999,25.353999999999999,null,null,null,null,null,null,null,null,null,null,null,null,null,null,null,null,null,null,null,null,null,null,null,null,null,null,null,null,null,null,null,null,null,null,null,null,null,null,null,null,null,null,null,null,null,null,null,null,null,null,null,null,null,null,null,null,null,null,null,null,null,null,null,null,null,null,null,null,null,null,null,null,null,"00:03:55",27.899000000000001,27.265999999999998,27.402000000000001,25.414999999999999,null,null,null,null,null,"00:03:55",45.003,38.728000000000002,40.435000000000002,26.547000000000001]
[null,null,null,null,null,"00:03:56",24.75,24.774000000000001,24.622,24.486000000000001,"00:03:56",24.942,24.992999999999999,24.8,24.486000000000001,"00:03:56",25.253,25.343,25.088999999999999,24.617999999999999,0.62300000000000111,0.52299999999999969,0.48899999999999721,"00:03:56",23.535,23.553999999999998,23.306999999999999,23.02,"00:03:56",24.077999999999999,24.071000000000002,23.64,23.158000000000001,"00:03:56",24.513000000000002,24.503,23.92,23.116,"00:03:56",25.015999999999998,25.094999999999999,24.262,23.152000000000001,"00:03:56",25.638999999999999,25.524999999999999,25.113,23.222000000000001,"00:03:56",26.254999999999999,26.056000000000001,25.754999999999999,23.337,"00:03:56",26.963000000000001,26.635999999999999,26.411000000000001,23.585000000000001,"00:03:56",27.736999999999998,27.332999999999998,27.097000000000001,23.591000000000001,null,null,null,null,null,"00:03:56",30.151,29.567,29.382999999999999,23.853000000000002,"00:03:56",34.223999999999997,32.445999999999998,33.811999999999998,24.856999999999999,null,null,null,null,null,null,null,null,null,null,"00:03:56",24.702000000000002,24.559000000000001,24.4,24.013999999999999,null,null,null,null,null,"00:03:56",25.273,25.178999999999998,25.367999999999999,23.146000000000001,null,null,null,null,null,null,null,null,null,null,null,null,null,null,null,null,null,null,null,null,null,null,null,null,null,"00:03:56",79.182000000000002,85.18,94.433000000000007,30.661000000000001,"00:03:56",101.04,79.331000000000003,95.552000000000007,30.178000000000001,"00:03:56",25.9,25.794,25.606000000000002,25.076000000000001,null,null,null,null,null,"00:03:56",27.738,27.116,26.852,25.358000000000001,null,null,null,null,null,null,null,null,null,null,null,null,null,null,null,null,null,null,null,null,null,null,null,null,null,null,null,null,null,null,null,null,null,null,null,null,null,null,null,null,null,null,null,null,null,null,null,null,null,null,null,null,null,null,null,null,null,null,null,null,null,null,null,null,null,null,null,null,null,null,null,null,null,"00:03:56",27.893000000000001,27.253,27.404,25.413,null,null,null,null,null,"00:03:56",45.045999999999999,38.713000000000001,40.42,26.529]
[null,null,null,null,null,"00:03:57",24.756,24.78,24.623999999999999,24.491,"00:03:57",24.94,24.992000000000001,24.8,24.481999999999999,"00:03:57",25.253,25.343,25.08,24.613,0.62300000000000111,0.52299999999999969,0.47999999999999687,"00:03:57",23.536999999999999,23.547000000000001,23.306999999999999,23.027999999999999,"00:03:57",24.074999999999999,24.068999999999999,23.635000000000002,23.158999999999999,"00:03:57",24.513000000000002,24.498000000000001,23.92,23.116,"00:03:57",25.015999999999998,25.099,24.268000000000001,23.149000000000001,"00:03:57",25.638999999999999,25.518000000000001,25.106000000000002,23.218,"00:03:57",26.254999999999999,26.056999999999999,25.754999999999999,23.349,"00:03:57",26.963000000000001,26.643000000000001,26.411000000000001,23.588999999999999,"00:03:57",27.741,27.347000000000001,27.097000000000001,23.584,null,null,{"$f":"AVERAGE(BM238:BN238)","v":4.6084999999999994},null,null,"00:03:57",30.146999999999998,29.567,29.376000000000001,23.85,"00:03:57",34.223999999999997,32.448999999999998,33.819000000000003,24.867999999999999,null,null,null,null,null,null,null,null,null,null,"00:03:57",24.71,24.565999999999999,24.404,24.018000000000001,null,null,null,null,null,"00:03:57",25.271000000000001,25.177,25.364999999999998,23.148,null,null,null,null,null,null,null,null,null,null,null,null,null,null,null,null,null,null,null,null,null,null,null,null,null,"00:03:57",79.206999999999994,84.837000000000003,94.465000000000003,30.584,"00:03:57",100.946,79.433000000000007,95.576999999999998,30.184999999999999,"00:03:57",25.9,25.79,25.61,25.071999999999999,null,null,null,null,null,"00:03:57",27.731000000000002,27.123999999999999,26.859000000000002,25.364999999999998,null,null,null,null,null,null,null,null,null,null,null,null,null,null,null,null,null,null,null,null,null,null,null,null,null,null,null,null,null,null,null,null,null,null,null,null,null,null,null,null,null,null,null,null,null,null,null,null,null,null,null,null,null,null,null,null,null,null,null,null,null,null,null,null,null,null,null,null,null,null,null,null,null,"00:03:57",27.895,27.244,27.402000000000001,25.408000000000001,null,null,null,null,null,"00:03:57",45.063000000000002,38.664000000000001,40.377000000000002,26.52]
[null,null,null,null,null,"00:03:58",24.756,24.782,24.626000000000001,24.486000000000001,"00:03:58",24.94,24.992000000000001,24.795000000000002,24.481999999999999,"00:03:58",25.245999999999999,25.332000000000001,25.08,24.609000000000002,0.61200000000000188,0.51599999999999824,0.47999999999999687,"00:03:58",23.533999999999999,23.547000000000001,23.306000000000001,23.027999999999999,"00:03:58",24.074999999999999,24.068999999999999,23.635000000000002,23.158999999999999,"00:03:58",24.513000000000002,24.501999999999999,23.917000000000002,23.111000000000001,"00:03:58",25.015999999999998,25.091999999999999,24.265999999999998,23.155000000000001,"00:03:58",25.638999999999999,25.518000000000001,25.11,23.225999999999999,"00:03:58",26.254999999999999,26.048999999999999,25.754999999999999,23.338000000000001,"00:03:58",26.966999999999999,26.651,26.414999999999999,23.582000000000001,"00:03:58",27.748999999999999,27.34,27.097000000000001,23.58,null,null,null,null,null,"00:03:58",30.143999999999998,29.567,29.38,23.838999999999999,"00:03:58",34.238,32.450000000000003,33.823,24.887,null,null,null,null,null,null,null,null,null,null,"00:03:58",24.702000000000002,24.559000000000001,24.401,24.013999999999999,null,null,null,null,null,"00:03:58",25.273,25.175000000000001,25.376000000000001,23.143999999999998,null,null,null,null,null,null,null,null,null,null,null,null,null,null,null,null,null,null,null,null,null,null,null,null,null,"00:03:58",79.141000000000005,84.751000000000005,94.5,30.488,"00:03:58",100.871,79.441999999999993,95.554000000000002,30.181999999999999,"00:03:58",25.908000000000001,25.797000000000001,25.61,25.08,null,null,null,null,null,"00:03:58",27.734999999999999,27.12,26.855,25.361000000000001,null,null,null,null,null,null,null,null,null,null,null,null,null,null,null,null,null,null,null,null,null,null,null,null,null,null,null,null,null,null,null,null,null,null,null,null,null,null,null,null,null,null,null,null,null,null,null,null,null,null,null,null,null,null,null,null,null,null,null,null,null,null,null,null,null,null,null,null,null,null,null,null,null,"00:03:58",27.890999999999998,27.251000000000001,27.405999999999999,25.404,null,null,null,null,null,"00:03:58",45.057000000000002,38.652000000000001,40.359000000000002,26.526]
[null,null,null,null,null,"00:03:59",24.747,24.771000000000001,24.626000000000001,24.483000000000001,"00:03:59",24.94,24.994,24.798999999999999,24.488,"00:03:59",25.239000000000001,25.329000000000001,25.071000000000002,24.608000000000001,0.60900000000000176,0.50900000000000034,0.47100000000000009,"00:03:59",23.536000000000001,23.545000000000002,23.302,23.027999999999999,"00:03:59",24.084,24.074999999999999,23.640999999999998,23.161000000000001,"00:03:59",24.51,24.501999999999999,23.922999999999998,23.111000000000001,"00:03:59",25.010999999999999,25.099,24.271999999999998,23.158999999999999,"00:03:59",25.638999999999999,25.529,25.117000000000001,23.236999999999998,"00:03:59",26.256,26.056999999999999,25.754999999999999,23.338000000000001,"00:03:59",26.963999999999999,26.646999999999998,26.408000000000001,23.574999999999999,"00:03:59",27.741,27.347999999999999,27.105,23.58,null,null,null,null,null,"00:03:59",30.14,29.564,29.38,23.838999999999999,"00:03:59",34.241999999999997,32.454000000000001,33.831000000000003,24.905999999999999,null,null,null,null,null,null,null,null,null,null,"00:03:59",24.71,24.565999999999999,24.408000000000001,24,null,null,null,null,null,"00:03:59",25.266999999999999,25.172000000000001,25.364999999999998,23.138999999999999,null,null,null,null,null,null,null,null,null,null,null,null,null,null,null,null,null,null,null,null,null,null,null,null,null,"00:03:59",79.081999999999994,84.757000000000005,94.510999999999996,30.696000000000002,"00:03:59",100.81,79.221999999999994,95.524000000000001,30.195,"00:03:59",25.911000000000001,25.797000000000001,25.61,25.087,null,null,null,null,null,"00:03:59",27.738,27.123999999999999,26.855,25.369,null,null,null,null,null,null,null,null,null,null,null,null,null,null,null,null,null,null,null,null,null,null,null,null,null,null,null,null,null,null,null,null,null,null,null,null,null,null,null,null,null,null,null,null,null,null,null,null,null,null,null,null,null,null,null,null,null,null,null,null,null,null,null,null,null,null,null,null,null,null,null,null,null,"00:03:59",27.893000000000001,27.244,27.396999999999998,25.404,null,null,null,null,null,"00:03:59",45.046999999999997,38.648000000000003,40.354999999999997,26.536999999999999]
[null,null,null,null,null,"00:04:00",24.74,24.763999999999999,24.614999999999998,24.474,"00:04:00",24.940999999999999,24.992000000000001,24.805,24.492000000000001,"00:04:00",25.242999999999999,25.329000000000001,25.07,24.61,0.60900000000000176,0.51299999999999812,0.46999999999999886,"00:04:00",23.536000000000001,23.550999999999998,23.308,23.029,"00:04:00",24.082999999999998,24.082999999999998,23.645,23.163,"00:04:00",24.51,24.498999999999999,23.920999999999999,23.111999999999998,"00:04:00",25.016999999999999,25.094000000000001,24.27,23.152999999999999,"00:04:00",25.635999999999999,25.526,25.114000000000001,23.23,"00:04:00",26.256,26.053000000000001,25.751999999999999,23.334,"00:04:00",26.956,26.632999999999999,26.396999999999998,23.564,"00:04:00",27.753,27.344000000000001,27.100999999999999,23.58,null,null,null,null,null,"00:04:00",30.129000000000001,29.568000000000001,29.369,23.824000000000002,"00:04:00",34.234999999999999,32.454000000000001,33.823999999999998,24.905999999999999,null,null,null,null,null,null,null,null,null,null,"00:04:00",24.718,24.577999999999999,24.416,24.018000000000001,null,null,null,null,null,"00:04:00",25.262,25.167999999999999,25.363,23.137,null,null,null,null,null,null,null,null,null,null,null,null,null,null,null,null,null,null,null,null,null,null,null,null,null,"00:04:00",79.043000000000006,84.647000000000006,94.5,30.997,"00:04:00",100.73399999999999,79.48,95.337000000000003,30.170999999999999,"00:04:00",25.908000000000001,25.79,25.61,25.084,null,null,null,null,null,"00:04:00",27.742000000000001,27.131,26.859000000000002,25.369,null,null,null,null,null,null,null,null,null,null,null,null,null,null,null,null,null,null,null,null,null,null,null,null,null,null,null,null,null,null,null,null,null,null,null,null,null,null,null,null,null,null,null,null,null,null,null,null,null,null,null,null,null,null,null,null,null,null,null,null,null,null,null,null,null,null,null,null,null,null,null,null,null,"00:04:00",27.888000000000002,27.244,27.399000000000001,25.401,null,null,null,null,null,"00:04:00",45.023000000000003,38.661000000000001,40.35,26.533000000000001]
[null,null,null,null,null,"00:04:01",24.741,24.77,24.620999999999999,24.483000000000001,"00:04:01",24.952000000000002,24.994,24.805,24.492000000000001,"00:04:01",25.245000000000001,25.327000000000002,25.079000000000001,24.603000000000002,0.60700000000000287,0.51500000000000057,0.4789999999999992,"00:04:01",23.535,23.545999999999999,23.305,23.030999999999999,"00:04:01",24.087,24.085000000000001,23.645,23.163,"00:04:01",24.504999999999999,24.492999999999999,23.917999999999999,23.11,"00:04:01",25.015000000000001,25.097999999999999,24.27,23.163,"00:04:01",25.629000000000001,25.513000000000002,25.105,23.225999999999999,"00:04:01",26.256,26.056999999999999,25.751999999999999,23.341999999999999,"00:04:01",26.96,26.643999999999998,26.405000000000001,23.571999999999999,"00:04:01",27.76,27.355,27.109000000000002,23.58,null,null,null,null,null,"00:04:01",30.126000000000001,29.564,29.364999999999998,23.824000000000002,"00:04:01",34.238999999999997,32.457999999999998,33.828000000000003,24.895,null,null,null,null,null,null,null,null,null,null,"00:04:01",24.722000000000001,24.582000000000001,24.422999999999998,24.018999999999998,null,null,null,null,null,"00:04:01",25.254999999999999,25.163,25.363,23.13,null,null,null,null,null,null,null,null,null,null,null,null,null,null,null,null,null,null,null,null,null,null,null,null,null,"00:04:01",79.018000000000001,84.59,94.489000000000004,30.942,"00:04:01",100.687,79.292000000000002,95.191000000000003,30.196999999999999,"00:04:01",25.911999999999999,25.79,25.606000000000002,25.08,null,null,null,null,null,"00:04:01",27.742000000000001,27.12,26.866,25.376000000000001,null,null,null,null,null,null,null,null,null,null,null,null,null,null,null,null,null,null,null,null,null,null,null,null,null,null,null,null,null,null,null,null,null,null,null,null,null,null,null,null,null,null,null,null,null,null,null,null,null,null,null,null,null,null,null,null,null,null,null,null,null,null,null,null,null,null,null,null,null,null,null,null,null,"00:04:01",27.895,27.244,27.399000000000001,25.405000000000001,null,null,null,null,null,"00:04:01",45.01,38.680999999999997,40.369999999999997,26.536999999999999]
[null,null,null,null,null,"00:04:02",24.744,24.771999999999998,24.614000000000001,24.475999999999999,"00:04:02",24.940999999999999,24.991,24.795999999999999,24.478999999999999,"00:04:02",25.245000000000001,25.326000000000001,25.076000000000001,24.606000000000002,0.60600000000000165,0.51500000000000057,0.47599999999999909,"00:04:02",23.535,23.539000000000001,23.303000000000001,23.033000000000001,"00:04:02",24.088999999999999,24.085000000000001,23.648,23.167000000000002,"00:04:02",24.512,24.503,23.917999999999999,23.11,"00:04:02",25.023,25.102,24.276,23.161000000000001,"00:04:02",25.626999999999999,25.507999999999999,25.103000000000002,23.225999999999999,"00:04:02",26.266999999999999,26.061,25.763000000000002,23.349,"00:04:02",26.963999999999999,26.643999999999998,26.405000000000001,23.582999999999998,"00:04:02",27.748999999999999,27.347999999999999,27.106000000000002,23.565999999999999,null,null,null,null,null,"00:04:02",30.137,29.579000000000001,29.373000000000001,23.832000000000001,"00:04:02",34.247,32.454000000000001,33.828000000000003,24.891999999999999,null,null,null,null,null,null,null,null,null,null,"00:04:02",24.736000000000001,24.585000000000001,24.431000000000001,24.018999999999998,null,null,null,null,null,"00:04:02",25.257000000000001,25.167999999999999,25.358000000000001,23.132000000000001,null,null,null,null,null,null,null,null,null,null,null,null,null,null,null,null,null,null,null,null,null,null,null,null,null,"00:04:02",78.998000000000005,84.582999999999998,94.415999999999997,30.884,"00:04:02",100.673,79.686000000000007,95.182000000000002,30.186,"00:04:02",25.904,25.794,25.606000000000002,25.08,null,null,null,null,null,"00:04:02",27.738,27.102,26.859000000000002,25.373000000000001,null,null,null,null,null,null,null,null,null,null,null,null,null,null,null,null,null,null,null,null,null,null,null,null,null,null,null,null,null,null,null,null,null,null,null,null,null,null,null,null,null,null,null,null,null,null,null,null,null,null,null,null,null,null,null,null,null,null,null,null,null,null,null,null,null,null,null,null,null,null,null,null,null,"00:04:02",27.896000000000001,27.248000000000001,27.402999999999999,25.405000000000001,null,null,null,null,null,"00:04:02",44.991999999999997,38.698999999999998,40.381,26.541]
[null,null,null,null,null,"00:04:03",24.745000000000001,24.771999999999998,24.616,24.475999999999999,"00:04:03",24.945,24.992999999999999,24.805,24.491,"00:04:03",25.245000000000001,25.335000000000001,25.076000000000001,24.609000000000002,0.61500000000000199,0.51500000000000057,0.47599999999999909,"00:04:03",23.532,23.541,23.302,23.033000000000001,"00:04:03",24.088999999999999,24.087,23.646000000000001,23.164000000000001,"00:04:03",24.504999999999999,24.498000000000001,23.922000000000001,23.103000000000002,"00:04:03",25.016999999999999,25.094000000000001,24.27,23.158999999999999,"00:04:03",25.626000000000001,25.507999999999999,25.099,23.234000000000002,"00:04:03",26.26,26.053999999999998,25.76,23.35,"00:04:03",26.960999999999999,26.648,26.398,23.579000000000001,"00:04:03",27.757000000000001,27.341000000000001,27.097999999999999,23.562000000000001,null,null,null,null,null,"00:04:03",30.132999999999999,29.582999999999998,29.376999999999999,23.832000000000001,"00:04:03",34.24,32.44,33.813000000000002,24.888000000000002,null,null,null,null,null,null,null,null,null,null,"00:04:03",24.74,24.588999999999999,24.434999999999999,24.033999999999999,null,null,null,null,null,"00:04:03",25.26,25.167999999999999,25.373000000000001,23.138000000000002,null,null,null,null,null,null,null,null,null,null,null,null,null,null,null,null,null,null,null,null,null,null,null,null,null,"00:04:03",79.037999999999997,84.569000000000003,94.42,30.905999999999999,"00:04:03",100.69799999999999,79.730999999999995,95.186000000000007,30.175000000000001,"00:04:03",25.914999999999999,25.797999999999998,25.617000000000001,25.084,null,null,null,null,null,"00:04:03",27.745999999999999,27.106000000000002,26.873999999999999,25.384,null,null,null,null,null,null,null,null,null,null,null,null,null,null,null,null,null,null,null,null,null,null,null,null,null,null,null,null,null,null,null,null,null,null,null,null,null,null,null,null,null,null,null,null,null,null,null,null,null,null,null,null,null,null,null,null,null,null,null,null,null,null,null,null,null,null,null,null,null,null,null,null,null,"00:04:03",27.899000000000001,27.244,27.391999999999999,25.393999999999998,null,null,null,null,null,"00:04:03",45.002000000000002,38.758000000000003,40.405999999999999,26.553000000000001]
[null,null,null,null,null,"00:04:04",24.748999999999999,24.765000000000001,24.614000000000001,24.478000000000002,"00:04:04",24.943000000000001,24.992999999999999,24.795999999999999,24.484999999999999,"00:04:04",25.242000000000001,25.338999999999999,25.08,24.609000000000002,0.61899999999999977,0.51200000000000045,0.47999999999999687,"00:04:04",23.541,23.547000000000001,23.308,23.039000000000001,"00:04:04",24.088000000000001,24.08,23.646000000000001,23.164000000000001,"00:04:04",24.5,24.495999999999999,23.911000000000001,23.105,"00:04:04",25.018999999999998,25.097000000000001,24.271999999999998,23.158999999999999,"00:04:04",25.622,25.507999999999999,25.103000000000002,23.23,"00:04:04",26.263999999999999,26.058,25.766999999999999,23.356999999999999,"00:04:04",26.960999999999999,26.640999999999998,26.408999999999999,23.58,"00:04:04",27.742000000000001,27.341000000000001,27.102,23.57,null,null,null,null,null,"00:04:04",30.137,29.582999999999998,29.376999999999999,23.85,"00:04:04",34.247,32.447000000000003,33.825000000000003,24.896000000000001,null,null,null,null,null,null,null,null,null,null,"00:04:04",24.744,24.59,24.428000000000001,24.03,null,null,null,null,null,"00:04:04",25.260999999999999,25.164999999999999,25.364999999999998,23.132000000000001,null,null,null,null,null,null,null,null,null,null,null,null,null,null,null,null,null,null,null,null,null,null,null,null,null,"00:04:04",79.085999999999999,84.605000000000004,94.451999999999998,30.882999999999999,"00:04:04",100.742,79.759,95.2,30.260999999999999,"00:04:04",25.919,25.797999999999998,25.617000000000001,25.099,null,null,null,null,null,"00:04:04",27.753,27.097999999999999,26.873999999999999,25.384,null,null,null,null,null,null,null,null,null,null,null,null,null,null,null,null,null,null,null,null,null,null,null,null,null,null,null,null,null,null,null,null,null,null,null,null,null,null,null,null,null,null,null,null,null,null,null,null,null,null,null,null,null,null,null,null,null,null,null,null,null,null,null,null,null,null,null,null,null,null,null,null,null,"00:04:04",27.896000000000001,27.248000000000001,27.402999999999999,25.401,null,null,null,null,null,"00:04:04",45.014000000000003,38.793999999999997,40.399000000000001,26.562999999999999]
[null,null,null,null,null,"00:04:05",24.751000000000001,24.774999999999999,24.616,24.478000000000002,"00:04:05",24.942,24.99,24.795000000000002,24.484000000000002,"00:04:05",25.245999999999999,25.327999999999999,25.074999999999999,24.606999999999999,0.60800000000000054,0.51599999999999824,0.47499999999999787,"00:04:05",23.536000000000001,23.548999999999999,23.31,23.041,"00:04:05",24.084,24.084,23.648,23.17,"00:04:05",24.5,24.492999999999999,23.911000000000001,23.102,"00:04:05",25.012,25.087,24.263000000000002,23.155999999999999,"00:04:05",25.63,25.507999999999999,25.106999999999999,23.227,"00:04:05",26.271000000000001,26.065000000000001,25.766999999999999,23.361000000000001,"00:04:05",26.965,26.637,26.402000000000001,23.58,"00:04:05",27.742999999999999,27.344999999999999,27.102,23.555,null,null,null,null,null,"00:04:05",30.143999999999998,29.574999999999999,29.38,23.873000000000001,"00:04:05",34.247,32.459000000000003,33.828000000000003,24.891999999999999,null,null,null,null,null,null,null,null,null,null,"00:04:05",24.736999999999998,24.593,24.431000000000001,24.041,null,null,null,null,null,"00:04:05",25.259,25.161000000000001,25.364000000000001,23.13,null,null,null,null,null,null,null,null,null,null,null,null,null,null,null,null,null,null,null,null,null,null,null,null,null,"00:04:05",79.081000000000003,84.682000000000002,94.436000000000007,30.863,"00:04:05",100.834,79.444000000000003,95.281999999999996,30.247,"00:04:05",25.919,25.800999999999998,25.620999999999999,25.094999999999999,null,null,null,null,null,"00:04:05",27.753,27.097999999999999,26.873999999999999,25.38,null,null,null,null,null,null,null,null,null,null,null,null,null,null,null,null,null,null,null,null,null,null,null,null,null,null,null,null,null,null,null,null,null,null,null,null,null,null,null,null,null,null,null,null,null,null,null,null,null,null,null,null,null,null,null,null,null,null,null,null,null,null,null,null,null,null,null,null,null,null,null,null,null,"00:04:05",27.901,27.234999999999999,27.402999999999999,25.405000000000001,null,null,null,null,null,"00:04:05",45.014000000000003,38.811999999999998,40.387999999999998,26.562999999999999]
[null,null,null,null,null,"00:04:06",24.74,24.763999999999999,24.614999999999998,24.475000000000001,"00:04:06",24.933,24.981000000000002,24.791,24.478000000000002,"00:04:06",25.233000000000001,25.323,25.068999999999999,24.597999999999999,0.60300000000000153,0.50300000000000011,0.46899999999999764,"00:04:06",23.542000000000002,23.555,23.312000000000001,23.036000000000001,"00:04:06",24.085000000000001,24.085999999999999,23.645,23.167999999999999,"00:04:06",24.501999999999999,24.492999999999999,23.913,23.1,"00:04:06",25.021000000000001,25.094999999999999,24.273,23.158000000000001,"00:04:06",25.622,25.501000000000001,25.096,23.204999999999998,"00:04:06",26.274999999999999,26.068999999999999,25.76,23.361000000000001,"00:04:06",26.957000000000001,26.648,26.405999999999999,23.591000000000001,"00:04:06",27.75,27.344999999999999,27.106000000000002,23.559000000000001,null,null,null,null,null,"00:04:06",30.148,29.571999999999999,29.388000000000002,23.890999999999998,"00:04:06",34.250999999999998,32.459000000000003,33.820999999999998,24.882000000000001,null,null,null,null,null,null,null,null,null,null,"00:04:06",24.736999999999998,24.59,24.434999999999999,24.045000000000002,null,null,null,null,null,"00:04:06",25.260999999999999,25.167000000000002,25.366,23.132000000000001,null,null,null,null,null,null,null,null,null,null,null,null,null,null,null,null,null,null,null,null,null,null,null,null,null,"00:04:06",79.072999999999993,84.787000000000006,94.379000000000005,30.972000000000001,"00:04:06",100.91500000000001,79.734999999999999,95.355000000000004,30.227,"00:04:06",25.904,25.79,25.606000000000002,25.094999999999999,null,null,null,null,null,"00:04:06",27.75,27.091000000000001,26.881,25.384,null,null,null,null,null,null,null,null,null,null,null,null,null,null,null,null,null,null,null,null,null,null,null,null,null,null,null,null,null,null,null,null,null,null,null,null,null,null,null,null,null,null,null,null,null,null,null,null,null,null,null,null,null,null,null,null,null,null,null,null,null,null,null,null,null,null,null,null,null,null,null,null,null,"00:04:06",27.899000000000001,27.23,27.395,25.393999999999998,null,null,null,null,null,"00:04:06",45.011000000000003,38.825000000000003,40.363999999999997,26.576000000000001]
[null,null,null,null,null,"00:04:07",24.751000000000001,24.777000000000001,24.617000000000001,24.477,"00:04:07",24.934999999999999,24.986000000000001,24.788,24.481999999999999,"00:04:07",25.231000000000002,25.329000000000001,25.068000000000001,24.602,0.60900000000000176,0.50100000000000122,0.46799999999999997,"00:04:07",23.536999999999999,23.555,23.308,23.038,"00:04:07",24.085000000000001,24.088999999999999,23.645,23.170999999999999,"00:04:07",24.498999999999999,24.486000000000001,23.904,23.093,"00:04:07",25.013999999999999,25.097000000000001,24.273,23.161999999999999,"00:04:07",25.619,25.498999999999999,25.088999999999999,23.209,"00:04:07",26.268000000000001,26.055,25.768000000000001,23.361000000000001,"00:04:07",26.957999999999998,26.640999999999998,26.395,23.576000000000001,"00:04:07",27.75,27.341999999999999,27.11,23.552,null,null,null,null,null,"00:04:07",30.163,29.561,29.384,23.902000000000001,"00:04:07",34.259,32.456000000000003,33.829000000000001,24.882000000000001,null,null,null,null,null,null,null,null,null,null,"00:04:07",24.745000000000001,24.59,24.428000000000001,24.045000000000002,null,null,null,null,null,"00:04:07",25.257000000000001,25.170999999999999,25.367999999999999,23.135999999999999,null,null,null,null,null,null,null,null,null,null,null,null,null,null,null,null,null,null,null,null,null,null,null,null,null,"00:04:07",79.066000000000003,84.936000000000007,94.326999999999998,30.818000000000001,"00:04:07",101.009,80.156000000000006,95.408000000000001,30.274000000000001,"00:04:07",25.908000000000001,25.797999999999998,25.606999999999999,25.094999999999999,null,null,null,null,null,"00:04:07",27.760999999999999,27.097999999999999,26.881,25.387,null,null,null,null,null,null,null,null,null,null,null,null,null,null,null,null,null,null,null,null,null,null,null,null,null,null,null,null,null,null,null,null,null,null,null,null,null,null,null,null,null,null,null,null,null,null,null,null,null,null,null,null,null,null,null,null,null,null,null,null,null,null,null,null,null,null,null,null,null,null,null,null,null,"00:04:07",27.902999999999999,27.219000000000001,27.395,25.382999999999999,null,{"$f":"HY228-HY58","v":8.7420000000000009},{"$f":"HZ228-HZ58","v":6.1370000000000005},{"$f":"IA228-IA58","v":7.1040000000000028},{"$f":"IB228-IB58","v":0.39900000000000091},"00:04:07",45.003,38.808999999999997,40.354999999999997,26.574000000000002]
[null,null,null,null,null,"00:04:08",24.753,24.774999999999999,24.626000000000001,24.483000000000001,"00:04:08",24.934999999999999,24.988,24.795000000000002,24.484000000000002,"00:04:08",25.234999999999999,25.324000000000002,25.073,24.606000000000002,0.60400000000000276,0.50499999999999901,0.47299999999999898,"00:04:08",23.54,23.556999999999999,23.312000000000001,23.047000000000001,"00:04:08",24.082999999999998,24.085000000000001,23.646999999999998,23.167000000000002,"00:04:08",24.497,24.488,23.905000000000001,23.097000000000001,"00:04:08",25.015999999999998,25.097000000000001,24.268999999999998,23.155000000000001,"00:04:08",25.619,25.509,25.096,23.213000000000001,"00:04:08",26.274999999999999,26.058,25.763999999999999,23.358000000000001,"00:04:08",26.957999999999998,26.645,26.395,23.577000000000002,"00:04:08",27.754000000000001,27.349,27.106000000000002,23.562999999999999,null,null,null,null,null,"00:04:08",30.155999999999999,29.55,29.388000000000002,23.905999999999999,"00:04:08",34.247999999999998,32.463000000000001,33.822000000000003,24.879000000000001,null,null,null,null,null,null,null,null,null,null,"00:04:08",24.748000000000001,24.597000000000001,24.417000000000002,24.038,null,null,null,null,null,"00:04:08",25.257000000000001,25.163,25.366,23.129000000000001,null,null,null,null,null,null,null,null,null,null,null,null,null,null,null,null,null,null,null,null,null,null,null,null,null,"00:04:08",79.043000000000006,85.153000000000006,94.331000000000003,30.8,"00:04:08",101.06100000000001,81.055999999999997,95.512,30.324999999999999,"00:04:08",25.916,25.794,25.614000000000001,25.094999999999999,null,null,null,null,null,"00:04:08",27.757000000000001,27.094999999999999,26.873999999999999,25.384,null,null,null,null,null,null,null,null,null,null,null,null,null,null,null,null,null,null,null,null,null,null,null,null,null,null,null,null,null,null,null,null,null,null,null,null,null,null,null,null,null,null,null,null,null,null,null,null,null,null,null,null,null,null,null,null,null,null,null,null,null,null,null,null,null,null,null,null,null,null,null,null,null,"00:04:08",27.902999999999999,27.23,27.396999999999998,25.364999999999998,null,null,null,null,null,"00:04:08",45.003999999999998,38.790999999999997,40.341000000000001,26.57]
[null,null,null,null,null,"00:04:09",24.754999999999999,24.777000000000001,24.619,24.481000000000002,"00:04:09",24.937000000000001,24.99,24.797000000000001,24.484999999999999,"00:04:09",25.242999999999999,25.331,25.077000000000002,24.603999999999999,0.61100000000000065,0.51299999999999812,0.47700000000000031,"00:04:09",23.542000000000002,23.561,23.309000000000001,23.045999999999999,"00:04:09",24.084,24.084,23.648,23.167000000000002,"00:04:09",24.495999999999999,24.488,23.911999999999999,23.097000000000001,"00:04:09",25.010999999999999,25.094000000000001,24.265999999999998,23.151,"00:04:09",25.617000000000001,25.498000000000001,25.097999999999999,23.218,"00:04:09",26.279,26.062000000000001,25.771999999999998,23.373000000000001,"00:04:09",26.957999999999998,26.645,26.399000000000001,23.573,"00:04:09",27.773,27.36,27.117999999999999,23.585999999999999,null,null,null,null,null,"00:04:09",30.155999999999999,29.539000000000001,29.385000000000002,23.905999999999999,"00:04:09",34.256,32.473999999999997,33.832999999999998,24.885999999999999,null,null,null,null,null,null,null,null,null,null,"00:04:09",24.745000000000001,24.594000000000001,24.417000000000002,24.038,null,null,null,null,null,"00:04:09",25.265999999999998,25.172999999999998,25.370999999999999,23.134,null,null,null,null,null,null,null,null,null,null,null,null,null,null,null,null,null,null,null,null,null,null,null,null,null,"00:04:09",79.031999999999996,85.247,94.335999999999999,30.858000000000001,"00:04:09",101.081,81.346999999999994,95.617999999999995,30.306999999999999,"00:04:09",25.919,25.797999999999998,25.620999999999999,25.106000000000002,null,null,null,null,null,"00:04:09",27.763999999999999,27.094999999999999,26.885000000000002,25.390999999999998,null,null,null,null,null,null,null,null,null,null,null,null,null,null,null,null,null,null,null,null,null,null,null,null,null,null,null,null,null,null,null,null,null,null,null,null,null,null,null,null,null,null,null,null,null,null,null,null,null,null,null,null,null,null,null,null,null,null,null,null,null,null,null,null,null,null,null,null,null,null,null,null,null,"00:04:09",27.911000000000001,27.241,27.402999999999999,25.372,null,null,{"$f":"AVERAGE(HY250:IA250)","v":7.3276666666666683},null,null,"00:04:09",44.991,38.747,40.338999999999999,26.577999999999999]
[null,null,null,null,null,"00:04:12",24.75,24.783000000000001,24.625,24.484000000000002,null,null,null,null,null,"00:04:12",25.247,25.343,25.077999999999999,24.611000000000001,0.62300000000000111,0.51699999999999946,0.47799999999999798,"00:04:12",23.542000000000002,23.567,23.312999999999999,23.06,"00:04:12",24.085999999999999,24.085999999999999,23.646999999999998,23.172000000000001,"00:04:12",24.503,24.494,23.907,23.097999999999999,"00:04:12",25.021999999999998,25.105,24.279,23.157,"00:04:12",25.62,25.489000000000001,25.093,23.2,"00:04:12",26.28,26.062000000000001,25.779,23.350999999999999,"00:04:12",26.962,26.652999999999999,26.402999999999999,23.559000000000001,"00:04:12",27.762,27.35,27.111000000000001,23.571000000000002,null,null,null,null,null,"00:04:12",30.126999999999999,29.553999999999998,29.366,23.902999999999999,"00:04:12",34.253,32.468000000000004,33.837000000000003,24.913,null,null,null,null,null,null,null,null,null,null,"00:04:12",24.748999999999999,24.606000000000002,24.425000000000001,24.076000000000001,null,null,null,null,null,"00:04:12",25.259,25.164000000000001,25.37,23.125,null,null,null,null,null,null,null,null,null,null,null,null,null,null,null,null,null,null,null,null,null,null,null,null,null,null,null,null,null,null,"00:04:12",101.363,80.811999999999998,95.445999999999998,30.460999999999999,"00:04:12",25.92,25.802,25.617999999999999,25.099,null,null,null,null,null,"00:04:12",27.753,27.08,26.878,25.388000000000002,null,null,null,null,null,null,null,null,null,null,null,null,null,null,null,null,null,null,null,null,null,null,null,null,null,null,null,null,null,null,null,null,null,null,null,null,null,null,null,null,null,null,null,null,null,null,null,null,null,null,null,null,null,null,null,null,null,null,null,null,null,null,null,null,null,null,null,null,null,null,null,null,null,"00:04:12",27.933,27.263000000000002,27.402999999999999,25.387,null,null,null,null,null,"00:04:12",44.930999999999997,38.718000000000004,40.283000000000001,26.591000000000001]
[null,null,null,null,null,"00:04:13",24.754000000000001,24.777999999999999,24.62,24.478000000000002,null,null,null,null,null,"00:04:13",25.245999999999999,25.329000000000001,25.08,24.606999999999999,0.60900000000000176,0.51599999999999824,0.47999999999999687,"00:04:13",23.544,23.571000000000002,23.314,23.06,"00:04:13",24.088000000000001,24.088000000000001,23.652000000000001,23.175999999999998,"00:04:13",24.498000000000001,24.495999999999999,23.913,23.106999999999999,"00:04:13",25.026,25.105,24.286999999999999,23.17,"00:04:13",25.605,25.484000000000002,25.097000000000001,23.190999999999999,"00:04:13",26.28,26.062999999999999,25.768000000000001,23.344000000000001,"00:04:13",26.974,26.664000000000001,26.414000000000001,23.57,"00:04:13",27.762,27.353999999999999,27.106999999999999,23.579000000000001,null,null,null,null,null,"00:04:13",30.126999999999999,29.553999999999998,29.366,23.899000000000001,"00:04:13",34.264000000000003,32.468000000000004,33.834000000000003,24.923999999999999,null,{"$f":"CB231-CB3","v":11.883999999999997},{"$f":"CC231-CC3","v":9.6590000000000025},{"$f":"CD231-CD3","v":11.867999999999999},{"$f":"CE231-CE3","v":0.53699999999999903},null,null,null,null,null,"00:04:13",24.748999999999999,24.606000000000002,24.425000000000001,24.068000000000001,null,null,null,null,null,"00:04:13",25.265000000000001,25.169,25.375,23.126999999999999,null,null,null,null,null,null,null,null,null,null,null,null,null,null,null,null,null,null,null,null,null,null,null,null,null,null,null,null,null,null,"00:04:13",101.309,80.906999999999996,95.349000000000004,30.606000000000002,"00:04:13",25.922999999999998,25.803999999999998,25.623000000000001,25.111999999999998,null,null,null,null,null,"00:04:13",27.753,27.084,26.881,25.395,null,null,null,null,null,null,null,null,null,null,null,null,null,null,null,null,null,null,null,null,null,null,null,null,null,null,null,null,null,null,null,null,null,null,null,null,null,null,null,null,null,null,null,null,null,null,null,null,null,null,null,null,null,null,null,null,null,null,null,null,null,null,null,null,null,null,null,null,null,null,null,null,null,"00:04:13",27.922000000000001,27.266999999999999,27.4,25.393999999999998,null,null,null,null,null,"00:04:13",44.917000000000002,38.707000000000001,40.286999999999999,26.588999999999999]
[null,null,null,null,null,"00:04:15",24.757999999999999,24.78,24.628,24.481000000000002,null,null,null,null,null,"00:04:15",25.242999999999999,25.332999999999998,25.073,24.61,0.61299999999999955,0.51299999999999812,0.47299999999999898,"00:04:15",23.545999999999999,23.568000000000001,23.314,23.053000000000001,"00:04:15",24.094000000000001,24.097999999999999,23.658000000000001,23.175000000000001,"00:04:15",24.504000000000001,24.497,23.917000000000002,23.103999999999999,"00:04:15",25.03,25.097999999999999,24.286999999999999,23.164999999999999,"00:04:15",25.613,25.484000000000002,25.100999999999999,23.195,"00:04:15",26.28,26.062999999999999,25.757999999999999,23.326000000000001,null,null,null,null,null,"00:04:15",27.751000000000001,27.343,27.093,23.568000000000001,null,null,null,null,null,"00:04:15",30.134,29.562000000000001,29.381,23.907,"00:04:15",34.256999999999998,32.465000000000003,33.826999999999998,24.928000000000001,null,null,null,null,null,null,null,null,null,null,"00:04:15",24.742000000000001,24.603000000000002,24.433,24.062000000000001,null,null,null,null,null,"00:04:15",25.271000000000001,25.18,25.388000000000002,23.132999999999999,null,null,null,null,null,null,null,null,null,null,null,null,null,null,null,null,null,null,null,null,null,null,null,null,null,null,null,null,null,null,"00:04:15",101.035,80.147999999999996,95.241,30.76,"00:04:15",25.922999999999998,25.817,25.629000000000001,25.114000000000001,null,null,null,null,null,"00:04:15",27.763999999999999,27.102,26.896000000000001,25.405999999999999,null,null,null,null,null,null,null,null,null,null,null,null,null,null,null,null,null,null,null,null,null,null,null,null,null,null,null,null,null,null,null,null,null,null,null,null,null,null,null,null,null,null,null,null,null,null,null,null,null,null,null,null,null,null,null,null,null,null,null,null,null,null,null,null,null,null,null,null,null,null,null,null,null,"00:04:15",27.914999999999999,27.277999999999999,27.373999999999999,25.358000000000001,null,null,null,null,null,"00:04:15",44.927999999999997,38.731000000000002,40.393999999999998,26.571999999999999]
[null,null,null,null,null,"00:04:16",24.763999999999999,24.786000000000001,24.635000000000002,24.492000000000001,null,null,null,null,null,"00:04:16",25.241,25.329000000000001,25.074000000000002,24.61,0.60900000000000176,0.51099999999999923,{"$f":"S259-24.6","v":0.4740000000000002},"00:04:16",23.542999999999999,23.567,23.309000000000001,23.056999999999999,"00:04:16",24.097000000000001,24.094999999999999,23.661999999999999,23.170999999999999,"00:04:16",24.512,24.501000000000001,23.917999999999999,23.106000000000002,"00:04:16",25.023,25.097000000000001,24.285,23.167000000000002,"00:04:16",25.616,25.491,25.100999999999999,23.195,"00:04:16",26.277000000000001,26.06,25.768999999999998,23.337,null,null,null,null,null,"00:04:16",27.748000000000001,27.347000000000001,27.103999999999999,23.576000000000001,null,null,null,null,null,"00:04:16",30.155999999999999,29.565000000000001,29.396000000000001,23.896000000000001,"00:04:16",34.261000000000003,32.472000000000001,33.838000000000001,24.928000000000001,null,null,{"$f":"AVERAGE(CB256,CD256)","v":11.875999999999998},null,null,null,null,null,null,null,"00:04:16",24.739000000000001,24.591999999999999,24.433,24.058,null,null,null,null,null,"00:04:16",25.276,25.181999999999999,25.387,23.14,null,null,null,null,null,null,null,null,null,null,null,null,null,null,null,null,null,null,null,null,null,null,null,null,null,null,null,null,null,null,"00:04:16",100.911,80.278999999999996,95.144000000000005,30.66,"00:04:16",25.942,25.817,25.632999999999999,25.117999999999999,null,null,null,null,null,"00:04:16",27.768000000000001,27.094999999999999,26.885000000000002,25.399000000000001,null,null,null,null,null,null,null,null,null,null,null,null,null,null,null,null,null,null,null,null,null,null,null,null,null,null,null,null,null,null,null,null,null,null,null,null,null,null,null,null,null,null,null,null,null,null,null,null,null,null,null,null,null,null,null,null,null,null,null,null,null,null,null,null,null,null,null,null,null,null,null,null,null,"00:04:16",27.914999999999999,27.277999999999999,27.37,25.358000000000001,null,null,null,null,null,"00:04:16",44.920999999999999,38.737000000000002,40.469000000000001,26.556000000000001]
[null,null,null,null,null,"00:04:19",24.768000000000001,24.792000000000002,24.635999999999999,24.491,null,null,null,null,null,null,null,null,null,null,null,null,null,"00:04:19",23.538,23.56,23.308,23.048999999999999,"00:04:19",24.094000000000001,24.09,23.652000000000001,23.163,"00:04:19",24.498000000000001,24.492000000000001,23.913,23.09,"00:04:19",25.030999999999999,25.099,24.292999999999999,23.178000000000001,"00:04:19",25.632000000000001,25.503,25.12,23.192,"00:04:19",26.280999999999999,26.056000000000001,25.768999999999998,23.326000000000001,null,null,null,null,null,"00:04:19",27.734000000000002,27.344000000000001,27.105,23.553999999999998,null,null,null,null,null,"00:04:19",30.164000000000001,29.547000000000001,29.388999999999999,23.888999999999999,null,null,null,null,null,null,null,null,null,null,null,null,null,null,null,"00:04:19",24.747,24.6,24.437999999999999,24.077000000000002,null,null,null,null,null,"00:04:19",25.283999999999999,25.186,25.398,23.146000000000001,null,null,null,null,null,null,null,null,null,null,null,null,null,null,null,null,null,null,null,null,null,null,null,null,null,null,null,null,null,null,"00:04:19",100.45699999999999,80.903000000000006,94.951999999999998,30.702000000000002,"00:04:19",25.931000000000001,25.812999999999999,25.632999999999999,25.117999999999999,null,null,null,null,null,"00:04:19",27.771999999999998,27.091000000000001,26.885000000000002,25.395,null,null,null,null,null,null,null,null,null,null,null,null,null,null,null,null,null,null,null,null,null,null,null,null,null,null,null,null,null,null,null,null,null,null,null,null,null,null,null,null,null,null,null,null,null,null,null,null,null,null,null,null,null,null,null,null,null,null,null,null,null,null,null,null,null,null,null,null,null,null,null,null,null,"00:04:19",27.9,27.263999999999999,27.373999999999999,25.376000000000001,null,null,null,null,null,"00:04:19",44.914000000000001,38.710999999999999,40.664000000000001,26.577999999999999]
[null,null,null,null,null,"00:04:20",24.765000000000001,24.785,24.632000000000001,24.483000000000001,null,null,null,null,null,null,null,null,null,null,null,null,null,"00:04:20",23.538,23.562000000000001,23.308,23.053999999999998,"00:04:20",24.096,24.087,23.655999999999999,23.167000000000002,"00:04:20",24.495999999999999,24.5,23.908000000000001,23.091000000000001,"00:04:20",25.030999999999999,25.105,24.29,23.175000000000001,"00:04:20",25.632000000000001,25.498999999999999,25.113,23.2,"00:04:20",26.288,26.064,25.77,23.327000000000002,null,null,null,null,null,"00:04:20",27.741,27.355,27.108000000000001,23.576000000000001,null,null,null,null,null,"00:04:20",30.167000000000002,29.547000000000001,29.4,23.9,null,null,null,null,null,null,null,null,null,null,null,null,null,null,null,"00:04:20",24.747,24.585000000000001,24.437999999999999,24.084,null,null,null,null,null,"00:04:20",25.274999999999999,25.183,25.391999999999999,23.137,null,null,null,null,null,null,null,null,null,null,null,null,null,null,null,null,null,null,null,null,null,null,null,null,null,null,null,null,null,null,"00:04:20",100.348,81.022999999999996,94.811999999999998,30.623999999999999,"00:04:20",25.927,25.821000000000002,25.637,25.122,null,null,null,null,null,"00:04:20",27.765000000000001,27.091000000000001,26.881,25.388000000000002,null,null,null,null,null,null,null,null,null,null,null,null,null,null,null,null,null,null,null,null,null,null,null,null,null,null,null,null,null,null,null,null,null,null,null,null,null,null,null,null,null,null,null,null,null,null,null,null,null,null,null,null,null,null,null,null,null,null,null,null,null,null,null,null,null,null,null,null,null,null,null,null,null,"00:04:20",27.884,27.298999999999999,27.387,25.384,null,null,null,null,null,"00:04:20",44.91,38.715000000000003,40.686,26.577999999999999]
[null,null,null,null,null,"00:04:22",24.754000000000001,24.776,24.623999999999999,24.48,null,null,null,null,null,null,null,null,null,null,null,null,null,"00:04:22",23.536999999999999,23.565999999999999,23.312000000000001,23.050999999999998,"00:04:22",24.088999999999999,24.085000000000001,23.643999999999998,23.154,"00:04:22",24.518999999999998,24.504000000000001,23.922999999999998,23.108000000000001,"00:04:22",25.018999999999998,25.091999999999999,24.274999999999999,23.166,"00:04:22",25.635999999999999,25.5,25.128,23.196000000000002,"00:04:22",26.289000000000001,26.061,25.77,23.312000000000001,null,null,null,null,null,"00:04:22",27.738,27.366,27.116,23.573,null,null,null,null,null,"00:04:22",30.193000000000001,29.536999999999999,29.404,23.917999999999999,null,null,null,null,null,null,null,null,null,null,null,null,null,null,null,"00:04:22",24.754999999999999,24.588999999999999,24.449000000000002,24.111000000000001,null,null,null,null,null,"00:04:22",25.273,25.186,25.387,23.135000000000002,null,null,null,null,null,null,null,null,null,null,null,null,null,null,null,null,null,null,null,null,null,null,null,null,null,null,null,null,null,null,"00:04:22",100.276,80.605000000000004,94.950999999999993,30.555,"00:04:22",25.928000000000001,25.806000000000001,25.629000000000001,25.117999999999999,null,null,null,null,null,"00:04:22",27.760999999999999,27.091000000000001,26.888999999999999,25.399000000000001,null,null,null,null,null,null,null,null,null,null,null,null,null,null,null,null,null,null,null,null,null,null,null,null,null,null,null,null,null,null,null,null,null,null,null,null,null,null,null,null,null,null,null,null,null,null,null,null,null,null,null,null,null,null,null,null,null,null,null,null,null,null,null,null,null,null,null,null,null,null,null,null,null,"00:04:22",27.853000000000002,27.318999999999999,27.425999999999998,25.390999999999998,null,null,null,null,null,"00:04:22",44.914000000000001,38.732999999999997,40.741,26.588999999999999]
[null,null,null,null,null,"00:04:23",24.748999999999999,24.774999999999999,24.629000000000001,24.472999999999999,null,null,null,null,null,null,null,null,null,null,null,null,null,"00:04:23",23.55,23.574000000000002,23.326000000000001,23.059000000000001,"00:04:23",24.082000000000001,24.087,23.637,23.151,"00:04:23",24.518999999999998,24.51,23.928999999999998,23.114000000000001,"00:04:23",25.018999999999998,25.102,24.288,23.166,"00:04:23",25.64,25.510999999999999,25.120999999999999,23.207999999999998,"00:04:23",26.295999999999999,26.068000000000001,25.765999999999998,23.32,null,null,null,null,null,null,null,null,null,null,null,null,null,null,null,"00:04:23",30.19,29.533000000000001,29.404,23.933,null,null,null,null,null,null,null,null,null,null,null,null,null,null,null,"00:04:23",24.747,24.593,24.446000000000002,24.126000000000001,null,null,null,null,null,"00:04:23",25.277999999999999,25.19,25.396000000000001,23.138999999999999,null,null,null,null,null,null,null,null,null,null,null,null,null,null,null,null,null,null,null,null,null,null,null,null,null,null,null,null,null,null,"00:04:23",100.172,80.069999999999993,95.037000000000006,30.795000000000002,"00:04:23",25.931000000000001,25.806000000000001,25.629000000000001,25.114000000000001,null,null,null,null,null,"00:04:23",27.760999999999999,27.091000000000001,26.881,25.388000000000002,null,null,null,null,null,null,null,null,null,null,null,null,null,null,null,null,null,null,null,null,null,null,null,null,null,null,null,null,null,null,null,null,null,null,null,null,null,null,null,null,null,null,null,null,null,null,null,null,null,null,null,null,null,null,null,null,null,null,null,null,null,null,null,null,null,null,null,null,null,null,null,null,null,"00:04:23",27.855,27.323,27.440999999999999,25.375,null,null,null,null,null,"00:04:23",44.927999999999997,38.737000000000002,40.741,26.593]
[null,null,null,null,null,"00:04:26",24.748000000000001,24.777000000000001,24.619,24.475999999999999,null,null,null,null,null,null,null,null,null,null,null,null,null,"00:04:26",23.542000000000002,23.573,23.315000000000001,23.053999999999998,"00:04:26",24.091999999999999,24.094000000000001,23.65,23.157,"00:04:26",24.518000000000001,24.507000000000001,23.922000000000001,23.105,"00:04:26",25.024999999999999,25.119,24.289000000000001,23.18,"00:04:26",25.635999999999999,25.515000000000001,25.120999999999999,23.19,"00:04:26",26.286000000000001,26.065000000000001,25.777999999999999,23.302,null,null,null,null,null,null,null,null,null,null,null,null,null,null,null,null,null,null,null,null,null,null,null,null,null,null,null,null,null,null,null,null,null,null,null,"00:04:26",24.763000000000002,24.608000000000001,24.460999999999999,24.137,null,null,null,null,null,"00:04:26",25.282,25.192,25.395,23.145,null,null,null,null,null,null,null,null,null,null,null,null,null,null,null,null,null,null,null,null,null,null,null,null,null,null,null,null,null,null,"00:04:26",99.882000000000005,80.475999999999999,95.227000000000004,30.640999999999998,"00:04:26",25.931000000000001,25.806000000000001,25.632999999999999,25.126000000000001,null,null,null,null,null,"00:04:26",27.765000000000001,27.08,26.882000000000001,25.384,null,null,null,null,null,null,null,null,null,null,null,null,null,null,null,null,null,null,null,null,null,null,null,null,null,null,null,null,null,null,null,null,null,null,null,null,null,null,null,null,null,null,null,null,null,null,null,null,null,null,null,null,null,null,null,null,null,null,null,null,null,null,null,null,null,null,null,null,null,null,null,null,null,"00:04:26",27.888000000000002,27.329000000000001,27.469000000000001,25.372,null,null,null,null,null,"00:04:26",45.058999999999997,38.787999999999997,40.654000000000003,26.66]
[null,null,null,null,null,"00:04:27",24.757000000000001,24.779,24.623000000000001,24.478000000000002,null,null,null,null,null,null,null,null,null,null,null,null,null,"00:04:27",23.542000000000002,23.565999999999999,23.317,23.053999999999998,"00:04:27",24.097999999999999,24.091999999999999,23.651,23.155999999999999,"00:04:27",24.504999999999999,24.503,23.917000000000002,23.102,"00:04:27",25.029,25.119,24.291,23.18,"00:04:27",25.643999999999998,25.515000000000001,25.120999999999999,23.181999999999999,"00:04:27",26.282,26.065000000000001,25.774000000000001,23.294,null,null,null,null,null,null,null,null,null,null,null,null,null,null,null,null,null,null,null,null,null,null,null,null,null,null,null,null,null,null,null,null,null,null,null,"00:04:27",24.766999999999999,24.611999999999998,24.460999999999999,24.13,null,null,null,null,null,"00:04:27",25.286000000000001,25.190999999999999,25.396999999999998,23.143000000000001,null,null,null,null,null,null,null,null,null,null,null,null,null,null,null,null,null,null,null,null,null,null,null,null,null,null,null,null,null,null,"00:04:27",99.853999999999999,80.938999999999993,95.343999999999994,30.608000000000001,"00:04:27",25.923999999999999,25.817,25.63,25.117999999999999,null,null,null,null,null,"00:04:27",27.760999999999999,27.091000000000001,26.881,25.390999999999998,null,null,null,null,null,null,null,null,null,null,null,null,null,null,null,null,null,null,null,null,null,null,null,null,null,null,null,null,null,null,null,null,null,null,null,null,null,null,null,null,null,null,null,null,null,null,null,null,null,null,null,null,null,null,null,null,null,null,null,null,null,null,null,null,null,null,null,null,null,null,null,null,null,"00:04:27",27.893999999999998,27.32,27.471,25.361999999999998,null,null,null,null,null,"00:04:27",45.084000000000003,38.792000000000002,40.588999999999999,26.63]
[null,null,null,null,null,"00:04:29",24.747,24.771999999999998,24.62,24.472999999999999,null,null,null,null,null,null,null,null,null,null,null,null,null,"00:04:29",23.544,23.57,23.32,23.062000000000001,"00:04:29",24.093,24.088999999999999,23.649000000000001,23.158000000000001,"00:04:29",24.521999999999998,24.509,23.920999999999999,23.114999999999998,"00:04:29",25.035,25.123000000000001,24.292999999999999,23.181999999999999,"00:04:29",25.643999999999998,25.512,25.125,23.186,"00:04:29",26.282,26.058,25.774999999999999,23.291,null,null,null,null,null,null,null,null,null,null,null,null,null,null,null,null,null,null,null,null,null,null,null,null,null,null,null,null,null,null,null,null,null,null,null,"00:04:29",24.745000000000001,24.609000000000002,24.457999999999998,24.100999999999999,null,null,null,null,null,"00:04:29",25.268000000000001,25.18,25.395,23.138000000000002,null,null,null,null,null,null,null,null,null,null,null,null,null,null,null,null,null,null,null,null,null,null,null,null,null,null,null,null,null,null,"00:04:29",99.843000000000004,80.813999999999993,95.25,30.623000000000001,"00:04:29",25.934999999999999,25.81,25.632999999999999,25.126000000000001,null,null,null,null,null,"00:04:29",27.757000000000001,27.088000000000001,26.878,25.381,null,null,null,null,null,null,null,null,null,null,null,null,null,null,null,null,null,null,null,null,null,null,null,null,null,null,null,null,null,null,null,null,null,null,null,null,null,null,null,null,null,null,null,null,null,null,null,null,null,null,null,null,null,null,null,null,null,null,null,null,null,null,null,null,null,null,null,null,null,null,null,null,null,"00:04:29",27.92,27.3,27.471,25.364000000000001,null,null,null,null,null,"00:04:29",45.128,38.787999999999997,40.523000000000003,26.605]
[null,null,null,null,null,"00:04:30",24.747,24.774999999999999,24.616,24.465,null,null,null,null,null,null,null,null,null,null,null,null,null,"00:04:30",23.545999999999999,23.57,23.321999999999999,23.056999999999999,"00:04:30",24.088000000000001,24.088999999999999,23.646000000000001,23.158999999999999,"00:04:30",24.516999999999999,24.510999999999999,23.925999999999998,23.106000000000002,"00:04:30",25.035,25.125,24.300999999999998,23.181999999999999,"00:04:30",25.640999999999998,25.515999999999998,25.129000000000001,23.187000000000001,"00:04:30",26.29,26.062000000000001,25.774999999999999,23.288,null,null,null,null,null,null,null,null,null,null,null,null,null,null,null,null,null,null,null,null,null,null,null,null,null,null,null,null,null,null,null,null,null,null,null,"00:04:30",24.748999999999999,24.605,24.465,24.126999999999999,null,null,null,null,null,"00:04:30",25.273,25.18,25.388000000000002,23.132000000000001,null,null,null,null,null,null,null,null,null,null,null,null,null,null,null,null,null,null,null,null,null,null,null,null,null,null,null,null,null,null,"00:04:30",99.879000000000005,81.072999999999993,95.146000000000001,30.576000000000001,"00:04:30",25.931999999999999,25.817,25.640999999999998,25.129000000000001,null,null,null,null,null,"00:04:30",27.765000000000001,27.094999999999999,26.882000000000001,25.384,null,null,null,null,null,null,null,null,null,null,null,null,null,null,null,null,null,null,null,null,null,null,null,null,null,null,null,null,null,null,null,null,null,null,null,null,null,null,null,null,null,null,null,null,null,null,null,null,null,null,null,null,null,null,null,null,null,null,null,null,null,null,null,null,null,null,null,null,null,null,null,null,null,"00:04:30",27.927,27.297999999999998,27.475000000000001,25.366,null,null,null,null,null,"00:04:30",45.156999999999996,38.770000000000003,40.433,26.597000000000001]
[null,null,null,null,null,"00:04:33",24.74,24.765999999999998,24.611000000000001,24.460999999999999,null,null,null,null,null,null,null,null,null,null,null,null,null,null,null,null,null,null,"00:04:33",24.09,24.082999999999998,23.646999999999998,23.155999999999999,"00:04:33",24.529,24.52,23.928999999999998,23.117999999999999,"00:04:33",25.03,25.111999999999998,24.29,23.177,"00:04:33",25.649000000000001,25.530999999999999,25.13,23.183,"00:04:33",26.29,26.055,25.783000000000001,23.306999999999999,null,null,null,null,null,null,null,null,null,null,null,null,null,null,null,null,null,null,null,null,null,null,null,null,null,null,null,null,null,null,null,null,null,null,null,"00:04:33",24.745999999999999,24.591000000000001,24.436,24.161000000000001,null,null,null,null,null,"00:04:33",25.280999999999999,25.189,25.401,23.143000000000001,null,null,null,null,null,null,null,null,null,null,null,null,null,null,null,null,null,null,null,null,null,null,null,null,null,null,{"$f":"DZ252-DZ3","v":54.637},{"$f":"EA252-EA3","v":60.986000000000004},{"$f":"EB252-EB3","v":70.125},{"$f":"EC252-EC3","v":6.9559999999999995},"00:04:33",100.337,82.549000000000007,95.444999999999993,30.649000000000001,"00:04:33",25.931999999999999,25.818000000000001,25.640999999999998,25.132999999999999,null,null,null,null,null,"00:04:33",27.754000000000001,27.084,26.885000000000002,25.391999999999999,null,null,null,null,null,null,null,null,null,null,null,null,null,null,null,null,null,null,null,null,null,null,null,null,null,null,null,null,null,null,null,null,null,null,null,null,null,null,null,null,null,null,null,null,null,null,null,null,null,null,null,null,null,null,null,null,null,null,null,null,null,null,null,null,null,null,null,null,null,null,null,null,null,"00:04:33",27.946000000000002,27.276,27.456,25.37,null,null,null,null,null,"00:04:33",45.180999999999997,38.774000000000001,40.345999999999997,26.655999999999999]
[null,null,null,null,null,"00:04:34",24.745999999999999,24.77,24.611999999999998,24.459,null,null,null,null,null,null,null,null,null,null,null,null,null,null,null,null,null,null,"00:04:34",24.09,24.094000000000001,23.649000000000001,23.158000000000001,"00:04:34",24.529,24.521999999999998,23.937000000000001,23.122,"00:04:34",25.03,25.111000000000001,24.297999999999998,23.186,"00:04:34",25.652000000000001,25.52,25.13,23.18,"00:04:34",26.28,26.047999999999998,25.774999999999999,23.295999999999999,null,null,null,null,null,null,null,null,null,null,null,null,null,null,null,null,null,null,null,null,null,null,null,null,null,null,null,null,null,null,null,null,null,null,null,"00:04:34",24.742000000000001,24.576000000000001,24.437000000000001,24.157,null,null,null,null,null,"00:04:34",25.280999999999999,25.18,25.401,23.141999999999999,null,null,null,null,null,null,null,null,null,null,null,null,null,null,null,null,null,null,null,null,null,null,null,null,null,null,null,null,null,null,"00:04:34",100.532,82.713999999999999,95.466999999999999,30.582000000000001,"00:04:34",25.939,25.818000000000001,25.640999999999998,25.13,null,null,null,null,null,"00:04:34",27.75,27.08,26.885000000000002,25.391999999999999,null,null,null,null,null,null,null,null,null,null,null,null,null,null,null,null,null,null,null,null,null,null,null,null,null,null,null,null,null,null,null,null,null,null,null,null,null,null,null,null,null,null,null,null,null,null,null,null,null,null,null,null,null,null,null,null,null,null,null,null,null,null,null,null,null,null,null,null,null,null,null,null,null,"00:04:34",27.946000000000002,27.283000000000001,27.437999999999999,25.378,null,null,null,null,null,"00:04:34",45.201000000000001,38.770000000000003,40.332000000000001,26.655999999999999]
[null,null,null,null,null,"00:04:36",24.748000000000001,24.777999999999999,24.619,24.469000000000001,null,null,null,null,null,null,null,null,null,null,null,null,null,null,null,null,null,null,"00:04:36",24.097000000000001,24.094999999999999,23.652999999999999,23.161999999999999,"00:04:36",24.529,24.521999999999998,23.934999999999999,23.114999999999998,"00:04:36",25.026,25.111000000000001,24.292000000000002,23.178000000000001,"00:04:36",25.645,25.52,25.134,23.18,"00:04:36",26.28,26.047999999999998,25.783000000000001,23.311,null,null,null,null,null,null,null,null,null,null,null,null,null,null,null,null,null,null,null,null,null,null,null,null,null,null,null,null,null,null,null,null,null,null,null,"00:04:36",24.72,24.555,24.422000000000001,24.157,null,null,null,null,null,"00:04:36",25.274000000000001,25.18,25.39,23.132999999999999,null,null,null,null,null,null,null,null,null,null,null,null,null,null,null,null,null,null,null,null,null,null,null,null,null,null,null,null,null,null,"00:04:36",100.699,81.841999999999999,95.311999999999998,30.594999999999999,"00:04:36",25.931999999999999,25.814,25.637,25.126000000000001,null,null,null,null,null,"00:04:36",27.754000000000001,27.068999999999999,26.878,25.381,null,null,null,null,null,null,null,null,null,null,null,null,null,null,null,null,null,null,null,null,null,null,null,null,null,null,null,null,null,null,null,null,null,null,null,null,null,null,null,null,null,null,null,null,null,null,null,null,null,null,null,null,null,null,null,null,null,null,null,null,null,null,null,null,null,null,null,null,null,null,null,null,null,"00:04:36",27.931000000000001,27.257999999999999,27.42,25.367000000000001,null,null,null,null,null,"00:04:36",45.15,38.747,40.279000000000003,26.634]
[null,null,null,null,null,"00:04:37",24.756,24.771999999999998,24.62,24.472000000000001,null,null,null,null,null,null,null,null,null,null,null,null,null,null,null,null,null,null,"00:04:37",24.091000000000001,24.093,23.65,23.155000000000001,"00:04:37",24.53,24.521999999999998,23.936,23.114999999999998,"00:04:37",25.021000000000001,25.113,24.286999999999999,23.175999999999998,"00:04:37",25.641999999999999,25.515999999999998,25.13,23.18,"00:04:37",26.283999999999999,26.047999999999998,25.78,23.314,null,null,null,null,null,null,null,null,null,null,null,null,null,null,null,null,null,null,null,null,null,null,null,null,null,null,null,null,null,null,null,null,null,null,null,"00:04:37",24.713000000000001,24.547000000000001,24.419,24.190999999999999,null,null,null,null,null,"00:04:37",25.263000000000002,25.18,25.388000000000002,23.129000000000001,null,null,null,null,null,null,null,null,null,null,null,null,null,null,null,null,null,null,null,null,null,null,null,null,null,null,null,null,null,null,"00:04:37",100.661,81.644000000000005,95.161000000000001,30.626000000000001,"00:04:37",25.936,25.818000000000001,25.634,25.134,null,null,null,null,null,"00:04:37",27.754000000000001,27.08,26.873999999999999,25.384,null,null,null,null,null,null,null,null,null,null,null,null,null,null,null,null,null,null,null,null,null,null,null,null,null,null,null,null,null,null,null,null,null,null,null,null,null,null,null,null,null,null,null,null,null,null,null,null,null,null,null,null,null,null,null,null,null,null,null,null,null,null,null,null,null,null,null,null,null,null,null,null,null,"00:04:37",27.931000000000001,27.25,27.408999999999999,25.367000000000001,null,null,null,null,null,"00:04:37",45.156999999999996,38.747999999999998,40.287999999999997,26.638000000000002]
[null,null,null,null,null,"00:04:40",24.76,24.777000000000001,24.62,24.47,null,{"$f":"M253-24.6","v":0.38499999999999801},{"$f":"L253-24.598","v":0.34100000000000108},{"$f":"N253-N3","v":0.29100000000000037},null,null,null,null,null,null,null,null,null,null,null,null,null,null,"00:04:40",24.088000000000001,24.087,23.646999999999998,23.145,"00:04:40",24.527000000000001,24.524999999999999,23.94,23.119,"00:04:40",25.024999999999999,25.114999999999998,24.295000000000002,23.18,"00:04:40",25.649000000000001,25.513000000000002,25.134,23.181000000000001,"00:04:40",26.303000000000001,26.06,25.798999999999999,23.344999999999999,null,null,null,null,null,null,null,null,null,null,null,null,null,null,null,null,null,null,null,null,null,null,null,null,null,null,null,null,null,null,null,null,null,null,null,"00:04:40",24.706,24.541,24.411999999999999,24.242999999999999,null,null,null,null,null,"00:04:40",25.276,25.19,25.396000000000001,23.143999999999998,null,null,null,null,null,null,null,null,null,null,null,null,null,null,null,null,null,null,null,null,null,null,null,null,null,null,null,null,null,null,"00:04:40",100.515,81.894000000000005,94.888000000000005,30.73,"00:04:40",25.928000000000001,25.806999999999999,25.626999999999999,25.126000000000001,null,null,null,null,null,"00:04:40",27.754000000000001,27.073,26.878,25.376999999999999,null,null,null,null,null,null,null,null,null,null,null,null,null,null,null,null,null,null,null,null,null,null,null,null,null,null,null,null,null,null,null,null,null,null,null,null,null,null,null,null,null,null,null,null,null,null,null,null,null,null,null,null,null,null,null,null,null,null,null,null,null,null,null,null,null,null,null,null,null,null,null,null,null,null,null,null,null,null,null,null,null,null,null,"00:04:40",45.197000000000003,38.802999999999997,40.353999999999999,26.638000000000002]
[null,null,null,null,null,"00:04:41",24.757000000000001,24.774999999999999,24.623999999999999,24.472000000000001,null,null,null,null,null,null,null,null,null,null,null,null,null,null,null,null,null,null,"00:04:41",24.091000000000001,24.088999999999999,23.645,23.152000000000001,"00:04:41",24.532,24.527000000000001,23.94,23.123000000000001,"00:04:41",25.024999999999999,25.123000000000001,24.292999999999999,23.178000000000001,"00:04:41",25.658999999999999,25.521000000000001,25.141999999999999,23.184000000000001,"00:04:41",26.292000000000002,26.056000000000001,25.795000000000002,23.341000000000001,null,{"$f":"BC256-BC3","v":3.3240000000000016},{"$f":"BD256-BD3","v":3.1690000000000005},null,null,null,null,null,null,null,null,null,null,null,null,null,null,null,null,null,null,{"$f":"BW259-BW3","v":9.5740000000000016},{"$f":"BX259-BX3","v":7.8910000000000018},{"$f":"BY259-BY3","v":9.3820000000000014},{"$f":"BZ259-BZ3","v":0.39100000000000179},null,null,null,null,null,null,null,null,null,null,"00:04:41",24.706,24.541,24.42,24.213000000000001,null,null,null,null,null,"00:04:41",25.282,25.192,25.393999999999998,23.141999999999999,null,null,null,null,null,null,null,null,null,null,null,null,null,null,null,null,null,null,null,null,null,null,null,null,null,null,null,null,null,null,"00:04:41",100.486,81.911000000000001,94.894999999999996,30.745999999999999,"00:04:41",25.931999999999999,25.811,25.63,25.13,null,null,null,null,null,"00:04:41",27.754000000000001,27.062000000000001,26.878,25.369,null,null,null,null,null,null,null,null,null,null,null,null,null,null,null,null,null,null,null,null,null,null,null,null,null,null,null,null,null,null,null,null,null,null,null,null,null,null,null,null,null,null,null,null,null,null,null,null,null,null,null,null,null,null,null,null,null,null,null,null,null,null,null,null,null,null,null,null,null,null,null,null,null,null,null,null,null,null,null,null,null,null,null,"00:04:41",45.216000000000001,38.811,40.383000000000003,26.631]
[null,null,null,null,null,"00:04:43",24.760999999999999,24.785,24.626999999999999,24.481000000000002,null,null,null,null,null,null,null,null,null,null,null,null,null,null,null,null,null,null,"00:04:43",24.097999999999999,24.102,23.643999999999998,23.16,"00:04:43",24.544,24.530999999999999,23.943999999999999,23.126000000000001,"00:04:43",25.033000000000001,25.123000000000001,24.294,23.184000000000001,"00:04:43",25.654,25.516999999999999,25.146000000000001,23.207000000000001,"00:04:43",26.292000000000002,26.06,25.792000000000002,23.344999999999999,null,null,null,null,null,null,null,null,null,null,null,null,null,null,null,null,null,null,null,null,null,null,null,null,null,null,null,null,null,null,null,null,null,null,null,"00:04:43",24.71,24.541,24.431000000000001,24.206,null,null,null,null,null,"00:04:43",25.277999999999999,25.19,25.391999999999999,23.137,null,null,null,null,null,null,null,null,null,null,null,null,null,null,null,null,null,null,null,null,null,null,null,null,null,null,null,null,null,null,null,null,null,null,null,"00:04:43",25.931999999999999,25.803000000000001,25.63,25.123000000000001,null,null,null,null,null,"00:04:43",27.765000000000001,27.084,26.888999999999999,25.376999999999999,null,null,null,null,null,null,null,null,null,null,null,null,null,null,null,null,null,null,null,null,null,null,null,null,null,null,null,null,null,null,null,null,null,null,null,null,null,null,null,null,null,null,null,null,null,null,null,null,null,null,null,null,null,null,null,null,null,null,null,null,null,null,null,null,null,null,null,null,null,null,null,null,null,null,null,null,null,null,null,null,null,null,null,"00:04:43",45.183,38.804000000000002,40.476999999999997,26.626999999999999]
[null,null,null,null,null,"00:04:44",24.768000000000001,24.785,24.63,24.478000000000002,null,null,null,null,null,null,null,null,null,null,null,null,null,null,null,null,null,null,"00:04:44",24.099,24.091000000000001,23.648,23.157,"00:04:44",24.544,24.530999999999999,23.945,23.123999999999999,"00:04:44",25.041,25.135999999999999,24.300999999999998,23.19,"00:04:44",25.661000000000001,25.524999999999999,25.15,23.213999999999999,"00:04:44",26.292000000000002,26.056999999999999,25.792000000000002,23.349,null,null,null,null,null,null,null,null,null,null,null,null,null,null,null,null,null,null,null,null,null,null,null,null,null,null,null,null,null,null,null,null,null,null,null,"00:04:44",24.707000000000001,24.533999999999999,24.416,24.199000000000002,null,null,null,null,null,"00:04:44",25.276,25.192,25.387,23.131,null,null,null,null,null,null,null,null,null,null,null,null,null,null,null,null,null,null,null,null,null,null,null,null,null,null,null,null,null,null,null,null,null,null,null,"00:04:44",25.931999999999999,25.814,25.638000000000002,25.126000000000001,null,null,null,null,null,"00:04:44",27.765000000000001,27.068999999999999,26.893000000000001,25.376999999999999,null,null,null,null,null,null,null,null,null,null,null,null,null,null,null,null,null,null,null,null,null,null,null,null,null,null,null,null,null,null,null,null,null,null,null,null,null,null,null,null,null,null,null,null,null,null,null,null,null,null,null,null,null,null,null,null,null,null,null,null,null,null,null,null,null,null,null,null,null,null,null,null,null,null,null,null,null,null,null,null,null,null,null,"00:04:44",45.171999999999997,38.817999999999998,40.51,26.631]
[null,null,null,null,null,null,null,null,null,null,null,null,null,null,null,null,null,null,null,null,null,null,null,null,null,null,null,null,"00:04:47",24.1,24.097999999999999,23.643000000000001,23.154,"00:04:47",24.536000000000001,24.527999999999999,23.949000000000002,23.126999999999999,"00:04:47",25.042999999999999,25.132999999999999,24.292000000000002,23.178999999999998,"00:04:47",25.65,25.51,25.143000000000001,23.218,"00:04:47",26.282,26.053999999999998,25.785,23.335000000000001,null,null,null,null,null,null,null,null,null,null,null,null,null,null,null,null,null,null,null,null,null,null,null,null,null,null,null,null,null,null,null,null,null,null,null,"00:04:47",24.710999999999999,24.538,24.42,24.181000000000001,null,null,null,null,null,null,null,null,null,null,null,null,null,null,null,null,null,null,null,null,null,null,null,null,null,null,null,null,null,null,null,null,null,null,null,null,null,null,null,null,null,null,null,null,null,"00:04:47",25.936,25.814,25.638000000000002,25.137,null,null,null,null,null,"00:04:47",27.75,27.073,26.873999999999999,25.361999999999998,null,null,null,null,null,null,null,null,null,null,null,null,null,null,null,null,null,null,null,null,null,null,null,null,null,null,null,null,null,null,null,null,null,null,null,null,null,null,null,null,null,null,null,null,null,null,null,null,null,null,null,null,null,null,null,null,null,null,null,null,null,null,null,null,null,null,null,null,null,null,null,null,null,null,null,null,null,null,null,null,null,null,null,"00:04:47",45.256,38.857999999999997,40.633000000000003,26.652999999999999]
[null,null,null,null,null,null,null,null,null,null,null,null,null,null,null,null,null,null,null,null,null,null,null,null,null,null,null,null,"00:04:48",24.102,24.093,23.646999999999998,23.16,"00:04:48",24.542999999999999,24.532,23.946999999999999,23.132000000000001,"00:04:48",25.036000000000001,25.126000000000001,24.292999999999999,23.181000000000001,"00:04:48",25.661999999999999,25.518000000000001,25.146999999999998,23.219000000000001,"00:04:48",26.297000000000001,26.053999999999998,25.795999999999999,23.341999999999999,null,null,null,null,null,null,{"$f":"BH265-BH5","v":4.0380000000000003},{"$f":"BI265-BI3","v":3.7850000000000001},null,null,null,null,null,null,null,null,{"$f":"BR266-BR3","v":6.3910000000000018},{"$f":"BS266-BS3","v":5.8960000000000008},{"$f":"BT266-BT3","v":5.9110000000000014},null,null,null,null,null,null,null,null,null,null,null,null,null,null,null,null,"00:04:48",24.715,24.530999999999999,24.420999999999999,24.170999999999999,null,null,null,null,null,null,null,null,null,null,null,null,null,null,null,null,null,null,null,null,null,null,null,null,null,null,null,null,null,null,null,null,null,null,null,null,null,null,null,null,null,null,null,null,null,"00:04:48",25.94,25.815000000000001,25.638000000000002,25.13,null,null,null,null,null,"00:04:48",27.75,27.068999999999999,26.873999999999999,25.359000000000002,null,null,null,null,null,null,null,null,null,null,null,null,null,null,null,null,null,null,null,null,null,null,null,null,null,null,null,null,null,null,null,null,null,null,null,null,null,null,null,null,null,null,null,null,null,null,null,null,null,null,null,null,null,null,null,null,null,null,null,null,null,null,null,null,null,null,null,null,null,null,null,null,null,null,null,null,null,null,null,null,null,null,null,"00:04:48",45.261000000000003,38.880000000000003,40.622,26.655000000000001]
[null,null,null,null,null,null,null,null,null,null,null,null,null,null,null,null,null,null,null,null,null,null,null,null,null,null,null,null,"00:04:50",24.1,24.091000000000001,23.65,23.166,"00:04:50",24.536999999999999,24.529,23.94,23.122,"00:04:50",25.042000000000002,25.123999999999999,24.295000000000002,23.178000000000001,"00:04:50",25.651,25.510999999999999,25.135999999999999,23.210999999999999,"00:04:50",26.308,26.053999999999998,25.8,23.341999999999999,null,null,null,null,null,null,null,{"$f":"AVERAGE(BH291:BI291)","v":3.9115000000000002},null,null,null,null,null,null,null,null,null,null,null,null,null,null,null,null,null,null,null,null,null,null,null,null,null,null,null,"00:04:50",24.73,24.55,24.425000000000001,24.155999999999999,null,null,null,null,null,null,null,null,null,null,null,null,null,null,null,null,null,null,null,null,null,null,null,null,null,null,null,null,null,null,null,null,null,null,null,null,null,null,null,null,null,null,null,null,null,"00:04:50",25.925000000000001,25.818000000000001,25.634,25.126999999999999,null,null,null,null,null,"00:04:50",27.754000000000001,27.073,26.878,25.359000000000002,null,null,null,null,null,null,null,null,null,null,null,null,null,null,null,null,null,null,null,null,null,null,null,null,null,null,null,null,null,null,null,null,null,null,null,null,null,null,null,null,null,null,null,null,null,null,null,null,null,null,null,null,null,null,null,null,null,null,null,null,null,null,null,null,null,null,null,null,null,null,null,null,null,null,null,null,null,null,null,null,null,null,null,"00:04:50",45.31,38.895000000000003,40.567999999999998,26.661000000000001]
[null,null,null,null,null,null,null,null,null,null,null,null,null,null,null,null,null,null,null,null,null,null,null,null,null,null,null,null,"00:04:51",24.108000000000001,24.103000000000002,23.655000000000001,23.172999999999998,"00:04:51",24.536999999999999,24.524000000000001,23.939,23.114999999999998,"00:04:51",25.047000000000001,25.13,24.297999999999998,23.187000000000001,"00:04:51",25.658000000000001,25.515000000000001,25.143000000000001,23.215,"00:04:51",26.300999999999998,26.073,25.8,23.353999999999999,null,null,null,null,null,null,null,null,null,null,null,null,null,null,null,null,null,{"$f":"AVERAGE(BR291:BT291)","v":6.0660000000000016},null,null,null,null,null,null,null,null,null,null,null,null,null,null,null,null,null,"00:04:51",24.712,24.542999999999999,24.428999999999998,24.149000000000001,null,null,null,null,null,null,null,null,null,null,null,null,null,null,null,null,null,null,null,null,null,null,null,null,null,null,null,null,null,null,null,null,null,null,null,null,null,null,null,null,null,null,null,null,null,"00:04:51",25.94,25.811,25.641999999999999,25.126999999999999,null,null,null,null,null,"00:04:51",27.742999999999999,27.065999999999999,26.882000000000001,25.359000000000002,null,null,null,null,null,null,null,null,null,null,null,null,null,null,null,null,null,null,null,null,null,null,null,null,null,null,null,null,null,null,null,null,null,null,null,null,null,null,null,null,null,null,null,null,null,null,null,null,null,null,null,null,null,null,null,null,null,null,null,null,null,null,null,null,null,null,null,null,null,null,null,null,null,null,null,null,null,null,null,null,null,null,null,"00:04:51",45.341000000000001,38.893000000000001,40.494,26.678999999999998]
[null,null,null,null,null,null,null,null,null,null,null,null,null,null,null,null,null,null,null,null,null,null,null,null,null,null,null,null,"00:04:53",24.097999999999999,24.099,23.651,23.164999999999999,"00:04:53",24.532,24.521000000000001,23.939,23.117000000000001,"00:04:53",25.047999999999998,25.13,24.303999999999998,23.184000000000001,"00:04:53",25.658999999999999,25.521999999999998,25.155000000000001,23.219000000000001,"00:04:53",26.305,26.065999999999999,25.800999999999998,23.347000000000001,null,null,null,null,null,null,null,null,null,null,null,null,null,null,null,null,null,null,null,null,null,null,null,null,null,null,null,null,null,null,null,null,null,null,null,"00:04:53",24.716000000000001,24.553999999999998,24.425000000000001,24.126999999999999,null,null,null,null,null,null,null,null,null,null,null,null,null,null,null,null,null,null,null,null,null,null,null,null,null,null,null,null,null,null,null,null,null,null,null,null,null,null,null,null,null,null,null,null,null,"00:04:53",25.943999999999999,25.815000000000001,25.641999999999999,25.131,null,null,null,null,null,"00:04:53",27.75,27.073,26.878,25.359000000000002,null,null,null,null,null,null,null,null,null,null,null,null,null,null,null,null,null,null,null,null,null,null,null,null,null,null,null,null,null,null,null,null,null,null,null,null,null,null,null,null,null,null,null,null,null,null,null,null,null,null,null,null,null,null,null,null,null,null,null,null,null,null,null,null,null,null,null,null,null,null,null,null,null,null,null,null,null,null,null,null,null,null,null,"00:04:53",45.39,38.872999999999998,40.42,26.704999999999998]
[null,null,null,null,null,null,null,null,null,null,null,null,null,null,null,null,null,null,null,null,null,null,null,null,null,null,null,null,"00:04:54",24.106999999999999,24.103000000000002,23.652999999999999,23.173999999999999,"00:04:54",24.532,24.516999999999999,23.934000000000001,23.11,"00:04:54",25.045999999999999,25.129000000000001,24.298999999999999,23.186,"00:04:54",25.661999999999999,25.515000000000001,25.14,23.212,"00:04:54",26.305,26.065999999999999,25.803999999999998,23.343,null,null,null,null,null,null,null,null,null,null,null,null,null,null,null,null,null,null,null,null,null,null,null,null,null,null,null,null,null,null,null,null,null,null,null,"00:04:54",24.727,24.558,24.428999999999998,24.126999999999999,null,null,null,null,null,null,null,null,null,null,null,null,null,null,null,null,null,null,null,null,null,null,null,null,null,null,null,null,null,null,null,null,null,null,null,null,null,null,null,null,null,null,null,null,null,"00:04:54",25.936,25.808,25.635000000000002,25.131,null,null,null,null,null,"00:04:54",27.747,27.07,26.878,25.359000000000002,null,null,null,null,null,null,null,null,null,null,null,null,null,null,null,null,null,null,null,null,null,null,null,null,null,null,null,null,null,null,null,null,null,null,null,null,null,null,null,null,null,null,null,null,null,null,null,null,null,null,null,null,null,null,null,null,null,null,null,null,null,null,null,null,null,null,null,null,null,null,null,null,null,null,null,null,null,null,null,null,null,null,null,"00:04:54",45.406999999999996,38.853000000000002,40.36,26.710999999999999]
[null,null,null,null,null,null,null,null,null,null,null,null,null,null,null,null,null,null,null,null,null,null,null,null,null,null,null,null,"00:04:57",24.106000000000002,24.1,23.655000000000001,23.172999999999998,"00:04:57",24.544,24.529,23.951000000000001,23.134,"00:04:57",25.05,25.135000000000002,24.3,23.196000000000002,"00:04:57",25.673999999999999,25.515999999999998,25.151,23.204999999999998,"00:04:57",26.294,26.07,25.800999999999998,23.358000000000001,null,null,null,null,null,null,null,null,null,null,null,null,null,null,null,null,null,null,null,null,null,null,null,null,null,null,null,null,null,null,null,null,null,null,null,"00:04:57",24.734999999999999,24.565999999999999,24.437000000000001,24.113,null,null,null,null,null,null,null,null,null,null,null,null,null,null,null,null,null,null,null,null,null,null,null,null,null,null,null,null,null,null,null,null,null,null,null,null,null,null,null,null,null,null,null,null,null,"00:04:57",25.925000000000001,25.8,25.631,25.126999999999999,null,null,null,null,null,"00:04:57",27.736000000000001,27.065999999999999,26.870999999999999,25.347999999999999,null,null,null,null,null,null,null,null,null,null,null,null,null,null,null,null,null,null,null,null,null,null,null,null,null,null,null,null,null,null,null,null,null,null,null,null,null,null,null,null,null,null,null,null,null,null,null,null,null,null,null,null,null,null,null,null,null,null,null,null,null,null,null,null,null,null,null,null,null,null,null,null,null,null,null,null,null,null,null,null,null,null,null,"00:04:57",45.484999999999999,38.813000000000002,40.292999999999999,26.745999999999999]
[null,null,null,null,null,null,null,null,null,null,null,null,null,null,null,null,null,null,null,null,null,null,null,null,null,null,null,null,"00:04:58",24.103000000000002,24.103999999999999,23.652000000000001,23.173999999999999,"00:04:58",24.544,24.530999999999999,23.952999999999999,23.131,"00:04:58",25.047000000000001,25.123999999999999,24.294,23.183,"00:04:58",25.663,25.523,25.155000000000001,23.204999999999998,"00:04:58",26.302,26.077000000000002,25.809000000000001,23.361999999999998,null,null,null,null,null,null,null,null,null,null,null,null,null,null,null,null,null,null,null,null,null,null,null,null,null,null,null,null,null,null,null,null,null,null,null,"00:04:58",24.724,24.565999999999999,24.437000000000001,24.11,null,null,null,null,null,null,null,null,null,null,null,null,null,null,null,null,null,null,null,null,null,null,null,null,null,null,null,null,null,null,null,null,null,null,null,null,null,null,null,null,null,null,null,null,null,"00:04:58",25.936,25.808,25.646000000000001,25.131,null,null,null,null,null,"00:04:58",27.747,27.065999999999999,26.878,25.347999999999999,null,null,null,null,null,null,null,null,null,null,null,null,null,null,null,null,null,null,null,null,null,null,null,null,null,null,null,null,null,null,null,null,null,null,null,null,null,null,null,null,null,null,null,null,null,null,null,null,null,null,null,null,null,null,null,null,null,null,null,null,null,null,null,null,null,null,null,null,null,null,null,null,null,null,null,null,null,null,null,null,null,null,null,"00:04:58",45.47,38.804000000000002,40.286000000000001,26.75]
[null,null,null,null,null,null,null,null,null,null,null,null,null,null,null,null,null,null,null,null,null,null,null,null,null,null,null,null,"00:05:00",24.116,24.114000000000001,23.663,23.189,"00:05:00",24.539000000000001,24.524000000000001,23.954000000000001,23.123999999999999,"00:05:00",25.032,25.113,24.28,23.169,"00:05:00",25.673999999999999,25.527000000000001,25.155999999999999,23.206,"00:05:00",26.302,26.067,25.802,23.355,null,null,null,null,null,null,null,null,null,null,null,null,null,null,null,null,null,null,null,null,null,null,null,null,null,null,null,null,null,null,null,null,null,null,null,"00:05:00",24.736000000000001,24.574000000000002,24.437999999999999,24.103000000000002,null,null,null,null,null,null,null,null,null,null,null,null,null,null,null,null,null,null,null,null,null,null,null,null,null,null,null,null,null,null,null,null,null,null,null,null,null,null,null,null,null,null,null,null,null,"00:05:00",25.917999999999999,25.797000000000001,25.62,25.12,null,null,null,null,null,"00:05:00",27.742999999999999,27.073,26.882000000000001,25.347999999999999,null,null,null,null,null,null,null,null,null,null,null,null,null,null,null,null,null,null,null,null,null,null,null,null,null,null,null,null,null,null,null,null,null,null,null,null,null,null,null,null,null,null,null,null,null,null,null,null,null,null,null,null,null,null,null,null,null,null,null,null,null,null,null,null,null,null,null,null,null,null,null,null,null,null,{"$f":"HT280-HT83","v":2.208000000000002},{"$f":"HU280-HU83","v":1.504999999999999},{"$f":"HV280-HV83","v":1.9199999999999982},{"$f":"HW280-HW83","v":-7.6000000000000512E-2},null,null,null,null,null,"00:05:00",45.415999999999997,38.804000000000002,40.274999999999999,26.774999999999999]
[null,null,null,null,null,null,null,null,null,null,null,null,null,null,null,null,null,null,null,null,null,null,null,null,null,null,null,null,"00:05:01",24.117999999999999,24.109000000000002,23.664000000000001,23.184000000000001,"00:05:01",24.541,24.527999999999999,23.954000000000001,23.13,"00:05:01",25.032,25.113,24.282,23.173999999999999,"00:05:01",25.670999999999999,25.52,25.152000000000001,23.198,"00:05:01",26.295000000000002,26.074000000000002,25.809000000000001,23.352,null,null,null,null,null,null,null,null,null,null,null,null,null,null,null,null,null,null,null,null,null,null,null,null,null,null,null,null,null,null,null,null,null,null,null,"00:05:01",24.736000000000001,24.574000000000002,24.440999999999999,24.088000000000001,null,null,null,null,null,null,null,null,null,null,null,null,null,null,null,null,null,null,null,null,null,null,null,null,null,null,null,null,null,null,null,null,null,null,null,null,null,null,null,null,null,null,null,null,null,"00:05:01",25.925999999999998,25.797000000000001,25.62,25.12,null,null,null,null,null,null,null,null,null,null,null,null,null,null,null,null,null,null,null,null,null,null,null,null,null,null,null,null,null,null,null,null,null,null,null,null,null,null,null,null,null,null,null,null,null,null,null,null,null,null,null,null,null,null,null,null,null,null,null,null,null,null,null,null,null,null,null,null,null,null,null,null,null,null,null,null,null,null,null,null,null,null,null,null,null,null,null,null,null,null,null,null,null,"00:05:01",45.383000000000003,38.801000000000002,40.299999999999997,26.786999999999999]
[null,null,null,null,null,null,null,null,null,null,null,null,null,null,null,null,null,null,null,null,null,null,null,null,null,null,null,null,"00:05:04",24.114999999999998,24.114999999999998,23.661000000000001,23.183,"00:05:04",24.542999999999999,24.523,23.951000000000001,23.135999999999999,"00:05:04",25.030999999999999,25.114000000000001,24.283999999999999,23.167000000000002,"00:05:04",25.670999999999999,25.527999999999999,25.155999999999999,23.21,"00:05:04",26.298999999999999,26.071000000000002,25.806000000000001,23.347999999999999,null,null,null,null,null,null,null,null,null,null,null,null,null,null,null,null,null,null,null,null,null,null,null,null,null,null,null,null,null,null,null,null,null,null,null,"00:05:04",24.733000000000001,24.567,24.431000000000001,24.056000000000001,null,null,null,null,null,null,null,null,null,null,null,null,null,null,null,null,null,null,null,null,null,null,null,null,null,null,null,null,null,null,null,null,null,null,null,null,null,null,null,null,null,null,null,null,null,"00:05:04",25.933,25.800999999999998,25.635000000000002,25.131,null,null,null,null,null,null,null,null,null,null,null,null,null,null,null,null,null,null,null,null,null,null,null,null,null,null,null,null,null,null,null,null,null,null,null,null,null,null,null,null,null,null,null,null,null,null,null,null,null,null,null,null,null,null,null,null,null,null,null,null,null,null,null,null,null,null,null,null,null,null,null,null,null,null,null,null,null,null,null,null,null,null,null,null,null,null,null,null,null,null,null,null,null,"00:05:04",45.362000000000002,38.808,40.442,26.831]
[null,null,null,null,null,null,null,null,null,null,null,null,null,null,null,null,null,null,null,null,null,null,null,null,null,null,null,null,"00:05:05",24.111999999999998,24.11,23.663,23.181000000000001,"00:05:05",24.547000000000001,24.529,23.951000000000001,23.134,"00:05:05",25.027000000000001,25.103000000000002,24.279,23.166,"00:05:05",25.664000000000001,25.516999999999999,25.164000000000001,23.206,"00:05:05",26.298999999999999,26.071000000000002,25.806000000000001,23.334,null,null,null,null,null,null,null,null,null,null,null,null,null,null,null,null,null,null,null,null,null,null,null,null,null,null,null,null,null,null,null,null,null,null,null,"00:05:05",24.744,24.577999999999999,24.437999999999999,24.056000000000001,null,null,null,null,null,null,null,null,null,null,null,null,null,null,null,null,null,null,null,null,null,null,null,null,null,null,null,null,null,null,null,null,null,null,null,null,null,null,null,null,null,{"$f":"EE285-EE94","v":74.426999999999992},{"$f":"EF285-EF94","v":56.383999999999993},{"$f":"EG285-EG94","v":69.442999999999998},{"$f":"EH285-EH94","v":5.5790000000000006},"00:05:05",25.925999999999998,25.797000000000001,25.628,25.123999999999999,null,null,null,null,null,null,null,null,null,null,null,null,null,null,null,null,null,null,null,null,null,null,null,null,null,null,null,null,null,null,null,null,null,null,null,null,null,null,null,null,null,null,null,null,null,null,null,null,null,null,null,null,null,null,null,null,null,null,null,null,null,null,null,null,null,null,null,null,null,null,null,null,null,null,null,null,null,null,null,null,null,null,null,null,null,null,null,null,null,null,null,null,null,"00:05:05",45.350999999999999,38.801000000000002,40.46,26.823]
[null,null,null,null,null,null,null,null,null,null,null,null,null,null,null,null,null,null,null,null,null,null,null,null,null,null,null,null,"00:05:07",24.111999999999998,24.106999999999999,23.661999999999999,23.184999999999999,"00:05:07",24.544,24.52,23.943000000000001,23.126000000000001,"00:05:07",25.030999999999999,25.114000000000001,24.285,23.172000000000001,"00:05:07",25.667999999999999,25.516999999999999,25.155999999999999,23.213999999999999,"00:05:07",26.292000000000002,26.079000000000001,25.806999999999999,23.33,null,null,null,null,null,null,null,null,null,null,null,null,null,null,null,null,null,null,null,null,null,null,null,null,null,null,null,null,null,null,null,null,null,null,null,"00:05:07",24.744,24.585999999999999,24.439,24.056000000000001,null,null,null,null,null,null,null,null,null,null,null,null,null,null,null,null,null,null,null,null,null,null,null,null,null,null,null,null,null,null,null,null,null,null,null,null,null,null,null,null,null,null,{"$f":"AVERAGE(EG308,EE308)","v":71.935000000000002},null,null,"00:05:07",25.922000000000001,25.800999999999998,25.628,25.128,null,null,null,null,null,null,null,null,null,null,null,null,null,null,null,null,null,null,null,null,null,null,null,null,null,null,null,null,null,null,null,null,null,null,null,null,null,null,null,null,null,null,null,null,null,null,null,null,null,null,null,null,null,null,null,null,null,null,null,null,null,null,null,null,null,null,null,null,null,null,null,null,null,null,null,null,null,null,null,null,null,null,null,null,null,null,null,null,null,null,null,null,null,"00:05:07",45.304000000000002,38.83,40.533000000000001,26.827000000000002]
[null,null,null,null,null,null,null,null,null,null,null,null,null,null,null,null,null,null,null,null,null,null,null,null,null,null,null,null,"00:05:08",24.111000000000001,24.1,23.655000000000001,23.173999999999999,"00:05:08",24.536999999999999,24.521999999999998,23.943000000000001,23.13,"00:05:08",25.036999999999999,25.117999999999999,24.29,23.178999999999998,"00:05:08",25.657,25.513999999999999,25.152999999999999,23.225000000000001,"00:05:08",26.289000000000001,26.071999999999999,25.795999999999999,23.331,null,null,null,null,null,null,null,null,null,null,null,null,null,null,null,null,null,null,null,null,null,null,null,null,null,null,null,null,null,null,null,null,null,null,null,"00:05:08",24.748000000000001,24.585999999999999,24.454000000000001,24.064,null,null,null,null,null,null,null,null,null,null,null,null,null,null,null,null,null,null,null,null,null,null,null,null,null,null,null,null,null,null,null,null,null,null,null,null,null,null,null,null,null,null,null,null,null,"00:05:08",25.925999999999998,25.803999999999998,25.628,25.126999999999999]
[null,null,null,null,null,null,null,null,null,null,null,null,null,null,null,null,null,null,null,null,null,null,null,null,null,null,null,null,"00:05:11",24.111999999999998,24.103999999999999,23.657,23.175000000000001,"00:05:11",24.524999999999999,24.506,23.936,23.116,"00:05:11",25.042999999999999,25.12,24.3,23.187000000000001,"00:05:11",25.661000000000001,25.513999999999999,25.157,23.225000000000001,"00:05:11",26.295999999999999,26.079000000000001,25.806999999999999,23.338000000000001,null,null,null,null,null,null,null,null,null,null,null,null,null,null,null,null,null,null,null,null,null,null,null,null,null,null,null,null,null,null,null,null,null,null,null,"00:05:11",24.745000000000001,24.571999999999999,24.45,24.105,null,null,null,null,null,null,null,null,null,null,null,null,null,null,null,null,null,null,null,null,null,null,null,null,null,null,null,null,null,null,null,null,null,null,null,null,null,null,null,null,null,null,null,null,null,"00:05:11",25.911000000000001,25.786000000000001,25.617000000000001,25.109000000000002]
[null,null,"expérimentale awg 20",null,null,null,null,null,null,null,null,null,null,null,null,null,null,null,null,null,null,null,null,null,null,null,null,null,"00:05:12",24.108000000000001,24.103000000000002,23.655999999999999,23.173999999999999,"00:05:12",24.538,24.518999999999998,23.942,23.125,"00:05:12",25.050999999999998,25.128,24.302,23.184999999999999,"00:05:12",25.675999999999998,25.521000000000001,25.15,23.236999999999998,"00:05:12",26.297000000000001,26.076000000000001,25.803999999999998,23.346,null,null,null,null,null,null,null,null,null,null,null,null,null,null,null,null,null,null,null,null,null,null,null,null,null,null,null,null,null,null,null,null,null,null,null,"00:05:12",24.73,24.571999999999999,24.446999999999999,24.100999999999999,null,null,null,null,null,null,null,{"$f":"AVERAGE(CV313:CX313)","v":1.3759999999999988},null,null,null,null,null,null,null,null,null,null,null,null,null,null,null,null,null,null,null,null,null,null,null,null,null,null,null,null,null,null,null,null,null,null,null,null,null,"00:05:12",25.914999999999999,25.792999999999999,25.623999999999999,25.123999999999999]
[null,null,{"$f":"B205","v":3.1000000000000583E-2},0.5,null,null,null,null,null,null,null,null,null,null,null,null,null,null,null,null,null,null,null,null,null,null,null,null,"00:05:14",24.103000000000002,24.1,23.651,23.164999999999999,"00:05:14",24.535,24.518000000000001,23.948,23.123999999999999,"00:05:14",25.044,25.120999999999999,24.291,23.18,"00:05:14",25.664999999999999,25.513999999999999,25.15,23.222000000000001,"00:05:14",26.303999999999998,26.073,25.808,23.338999999999999,null,null,null,null,null,null,null,null,null,null,null,null,null,null,null,null,null,null,null,null,null,null,null,null,null,null,null,null,null,null,null,null,null,null,null,"00:05:14",24.837,24.542999999999999,24.446999999999999,24.193000000000001,null,null,null,null,null,null,null,null,null,null,null,null,null,null,null,null,null,null,null,null,null,null,null,null,null,null,null,null,null,null,null,null,null,null,null,null,null,null,null,null,null,null,null,null,null,"00:05:14",25.925999999999998,25.797000000000001,25.620999999999999,25.113]
[null,null,{"$f":"H320","v":0.14666666666666708},1,null,null,{"$f":"I289-I3","v":0.12399999999999878},{"$f":"H289-24.61","v":0.16600000000000037},{"$f":"G289-24.61","v":0.15000000000000213},null,null,null,null,null,null,null,null,null,null,null,null,null,null,null,null,null,null,null,"00:05:15",24.1,24.091999999999999,23.649000000000001,23.169,"00:05:15",24.544,24.526,23.948,23.123999999999999,"00:05:15",25.044,25.117000000000001,24.295000000000002,23.18,"00:05:15",25.654,25.507000000000001,25.146000000000001,23.236999999999998,"00:05:15",26.300999999999998,26.076000000000001,25.818999999999999,23.346,null,null,null,null,null,null,null,null,null,null,null,null,null,null,null,null,null,null,null,null,null,null,null,null,null,null,null,null,null,null,null,null,null,null,null,"00:05:15",24.844999999999999,24.553999999999998,24.462,24.216000000000001,null,null,null,null,null,null,null,null,null,null,null,null,null,null,null,null,null,null,null,null,null,null,null,null,null,null,null,null,null,null,null,null,null,null,null,null,null,null,null,null,null,null,null,null,null,"00:05:15",25.914999999999999,25.794,25.632000000000001,25.117000000000001]
[null,null,{"$f":"AE463","v":0.95950000000000024},2.5,null,null,null,null,null,null,null,null,null,null,null,null,null,null,null,null,null,null,null,null,null,null,null,null,"00:05:18",24.085999999999999,24.084,23.640999999999998,23.152999999999999,"00:05:18",24.547999999999998,24.53,23.957999999999998,23.138999999999999,"00:05:18",25.029,25.11,24.283000000000001,23.170999999999999,"00:05:18",25.658000000000001,25.515000000000001,25.154,23.23,"00:05:18",26.29,26.073,25.800999999999998,23.335999999999999,null,null,null,null,null,null,null,null,null,null,null,null,null,null,null,null,null,null,null,null,null,null,null,null,null,null,null,null,null,null,null,null,null,null,null,"00:05:18",24.864000000000001,24.870999999999999,24.536000000000001,24.224,null,null,"AWG28th",null,null,null,null,null,null,null,null,null,null,null,null,null,null,null,null,null,null,null,null,null,null,null,null,null,null,null,null,null,null,null,null,null,null,null,null,null,null,null,null,null,null,"00:05:18",25.919,25.797999999999998,25.625,25.120999999999999]
[null,null,{"$f":"AJ384","v":1.3119999999999994},3,null,null,null,null,null,null,null,null,null,null,null,null,null,null,null,null,null,null,null,null,null,null,null,null,"00:05:19",24.094999999999999,24.085999999999999,23.638999999999999,23.161000000000001,"00:05:19",24.547000000000001,24.532,23.957999999999998,23.135999999999999,"00:05:19",25.027999999999999,25.114000000000001,24.286000000000001,23.172000000000001,"00:05:19",25.661999999999999,25.510999999999999,25.151,23.23,"00:05:19",26.29,26.077000000000002,25.800999999999998,23.335999999999999,null,null,null,null,null,null,null,null,null,null,null,null,null,null,null,null,null,null,null,null,null,null,null,null,null,null,null,null,null,null,null,null,null,null,null,"00:05:19",24.885999999999999,24.971,24.565999999999999,24.239000000000001,null,null,"delta T (°C)","courant (A)",null,null,null,null,null,null,null,null,null,null,null,null,null,null,null,null,null,null,null,null,null,null,null,null,null,null,null,null,null,null,null,null,null,null,null,null,null,null,null,null,null,"00:05:19",25.922999999999998,25.794,25.628,25.128]
[null,null,{"$f":"AT356","v":2.1240000000000006},4,null,null,null,null,null,null,null,null,null,null,null,null,null,null,null,null,null,null,null,null,null,null,null,null,"00:05:21",24.103000000000002,24.096,23.645,23.163,"00:05:21",24.555,24.536000000000001,23.962,23.134,"00:05:21",25.036000000000001,25.114999999999998,24.286999999999999,23.173999999999999,"00:05:21",25.666,25.507999999999999,25.155000000000001,23.238,"00:05:21",26.291,26.07,25.805,23.332999999999998,null,null,null,null,null,null,null,null,null,null,null,null,null,null,null,null,null,null,null,null,null,null,null,null,null,null,null,null,null,null,null,null,null,null,null,"00:05:21",24.942,24.997,24.614000000000001,24.305,null,null,{"$f":"CW315","v":1.3759999999999988},1,null,null,null,null,null,null,null,null,null,null,null,null,null,null,null,null,null,null,null,null,null,null,null,null,null,null,null,null,null,null,null,null,null,null,null,null,null,null,null,null,null,"00:05:21",25.934000000000001,25.800999999999998,25.629000000000001,25.132000000000001,null,null,null,null,null,null,null,null,null,null,null,null,null,null,null,null,null,null,null,null,null,null,null,null,null,null,null,null,null,null,null,null,null,null,null,null,null,null,null,null,null,null,null,null,null,null,null,null,null,null,null,null,null,null,null,null,null,null,null,null,null,null,null,null,null,null,null,null,null,null,null,null,null,null,null,null,null,null,null,null,"AWG30th"]
[null,null,{"$f":"AY369","v":2.7284999999999986},4.5,null,null,null,null,null,null,null,null,null,null,null,null,null,null,null,null,null,null,null,null,null,null,null,null,"00:05:22",24.1,24.097999999999999,23.652999999999999,23.164000000000001,"00:05:22",24.545999999999999,24.535,23.954999999999998,23.137,"00:05:22",25.039000000000001,25.122,24.289000000000001,23.173999999999999,"00:05:22",25.658999999999999,25.501000000000001,25.155000000000001,23.245000000000001,"00:05:22",26.291,26.07,25.802,23.329000000000001,null,null,null,null,null,null,null,null,null,null,null,null,null,null,null,null,null,null,null,null,null,null,null,null,null,null,null,null,null,null,null,null,null,null,null,"00:05:22",24.96,24.986000000000001,24.6,24.349,null,null,{"$f":"DB205","v":5.4866666666666672},2,null,null,null,null,null,null,null,null,null,null,null,null,null,null,null,null,null,null,null,null,null,null,null,null,null,null,null,null,null,null,null,null,null,null,null,null,null,null,null,null,null,"00:05:22",25.93,25.805,25.632000000000001,25.135999999999999,null,null,null,null,null,null,{"$f":"ET303-ET54","v":2.1759999999999984},{"$f":"EU303-EU54","v":1.6269999999999989},{"$f":"EV303-EV54","v":1.5869999999999997},{"$f":"EW303-EW54","v":0.33999999999999986},null,null,null,null,null,null,null,null,null,null,null,null,null,null,null,null,null,null,null,null,null,null,null,null,null,null,null,null,null,null,null,null,null,null,null,null,null,null,null,null,null,null,null,null,null,null,null,null,null,null,null,null,null,null,null,null,null,null,null,null,null,null,null,null,null,null,null,null,null,null,"delta T (°C)","courant (A)"]
[null,null,{"$f":"BN240","v":4.6084999999999994},6,null,null,null,null,null,null,null,null,null,null,null,null,null,null,null,null,null,null,null,null,null,null,null,null,"00:05:25",24.097000000000001,24.099,23.646000000000001,23.161000000000001,"00:05:25",24.545000000000002,24.526,23.946999999999999,23.134,"00:05:25",25.050999999999998,25.128,24.303999999999998,23.187000000000001,"00:05:25",25.67,25.507999999999999,25.155000000000001,23.242000000000001,"00:05:25",26.295000000000002,26.074000000000002,25.802,23.315000000000001,null,null,null,null,null,null,null,null,null,null,null,null,null,null,null,null,null,null,null,null,null,null,null,null,null,null,null,null,null,null,null,null,null,null,null,"00:05:25",25.038,24.978999999999999,24.707000000000001,24.367999999999999,null,null,{"$f":"DQ194","v":48.28},6,null,null,null,null,null,null,null,null,null,null,null,null,null,null,null,null,null,null,null,null,null,null,null,null,null,null,null,null,null,null,null,null,null,null,null,null,null,null,null,null,null,"00:05:25",25.934000000000001,25.805,25.635999999999999,25.143000000000001,null,null,null,null,null,null,null,null,null,null,null,null,null,null,null,null,null,null,null,null,null,null,null,null,null,null,null,null,null,null,null,null,null,null,null,null,null,null,null,null,null,null,null,null,null,null,null,null,null,null,null,null,null,null,null,null,null,null,null,null,null,null,null,null,null,null,null,null,null,null,null,null,null,null,null,null,null,null,null,null,{"$f":"HZ252","v":7.3276666666666683},2]
[null,null,{"$f":"BS294","v":6.0660000000000016},7,null,null,null,null,null,null,null,null,null,null,null,null,null,null,null,null,null,null,null,null,null,null,null,null,"00:05:26",24.099,24.108000000000001,23.652000000000001,23.167999999999999,"00:05:26",24.545000000000002,24.532,23.954000000000001,23.13,"00:05:26",25.056000000000001,25.132000000000001,24.302,23.189,"00:05:26",25.663,25.509,25.152000000000001,23.242000000000001,"00:05:26",26.303000000000001,26.088999999999999,25.802,23.315000000000001,null,null,null,null,null,null,null,null,null,null,null,null,null,null,null,null,null,null,null,null,null,null,null,null,null,null,null,null,null,null,null,null,null,null,null,"00:05:26",25.038,24.952999999999999,24.710999999999999,24.338999999999999,null,null,{"$f":"EA278","v":65.555499999999995},7,null,null,null,null,null,null,null,null,null,null,null,null,null,null,null,null,null,null,null,null,null,null,null,null,null,null,null,null,null,null,null,null,null,null,null,null,null,null,null,null,null,"00:05:26",25.937999999999999,25.805,25.632000000000001,25.135999999999999,null,null,null,null,null,null,null,null,null,null,null,null,null,null,null,null,null,null,null,null,null,null,null,null,null,null,null,null,null,null,null,null,null,null,null,null,null,null,null,null,null,null,null,null,null,null,null,null,null,null,null,null,null,null,null,null,null,null,null,null,null,null,null,null,null,null,null,null,null,null,null,null,null,null,null,null,null,null,null,null,{"$f":"IE333","v":16.152333333333335},3]
[null,null,{"$f":"CC259","v":11.875999999999998},9,null,null,null,null,null,null,null,null,null,null,null,null,null,null,null,null,null,null,null,null,null,null,null,null,"00:05:28",24.103000000000002,24.100999999999999,23.655999999999999,23.170999999999999,"00:05:28",24.545000000000002,24.523,23.951000000000001,23.126999999999999,"00:05:28",25.059000000000001,25.138000000000002,24.306000000000001,23.190999999999999,null,null,null,null,null,"00:05:28",26.298999999999999,26.082000000000001,25.803000000000001,23.308,null,null,null,null,null,null,null,null,null,null,null,null,null,null,null,null,null,null,null,null,null,null,null,null,null,null,null,null,null,null,null,null,null,null,null,"00:05:28",25.048999999999999,24.923999999999999,24.722000000000001,24.288,null,null,null,null,null,null,null,null,null,null,null,null,null,null,null,null,null,null,null,null,null,null,null,null,null,null,null,null,null,null,null,null,null,null,null,null,null,null,null,null,null,null,null,null,null,"00:05:28",25.934000000000001,25.797999999999998,25.625,25.14,null,null,null,null,null,null,null,null,null,null,null,null,null,null,null,null,null,null,null,null,null,null,null,null,null,null,null,null,null,null,null,null,null,null,null,null,null,null,null,null,null,null,null,null,null,null,null,null,null,null,null,null,null,null,null,null,null,null,null,null,null,null,null,null,null,null,null,null,null,null,null,null,null,null,null,null,null,null,null,null,{"$f":"IO224","v":48.715333333333341},5]
[null,null,{"$f":"CH218","v":14.3775},10,null,null,null,null,null,null,null,null,null,null,null,null,null,null,null,null,null,null,null,null,null,null,null,null,"00:05:29",24.109000000000002,24.109000000000002,23.66,23.175000000000001,"00:05:29",24.544,24.521999999999998,23.949000000000002,23.126999999999999,"00:05:29",25.055,25.131,24.308,23.192,null,null,null,null,null,"00:05:29",26.298999999999999,26.082000000000001,25.81,23.315000000000001,null,null,null,null,null,null,null,null,null,null,null,null,null,null,null,null,null,null,null,null,null,null,null,null,null,null,null,null,null,null,null,null,null,null,null,"00:05:29",25.053000000000001,24.905999999999999,24.715,24.364999999999998,null,null,null,null,null,null,null,null,null,null,null,null,null,null,null,null,null,null,null,null,null,null,null,null,null,null,null,null,null,null,null,null,null,null,null,null,null,null,null,null,null,null,null,null,null,"00:05:29",25.934000000000001,25.805,25.635999999999999,25.138999999999999,null,null,null,null,null,null,null,null,null,null,null,null,null,null,null,null,null,null,null,null,null,null,null,null,null,null,null,null,null,null,null,null,null,null,null,null,null,null,null,null,null,null,null,null,null,null,null,null,null,null,null,null,null,null,null,null,null,null,null,null,null,null,null,null,null,null,null,null,null,null,null,null,null,null,null,null,null,null,null,null,{"$f":"IT219","v":77.038333333333341},6,null,null,null,null,null,null,null,null,null,null,null,null,{"$f":"ID310-ID128","v":19.798000000000002},{"$f":"IE310-IE128","v":13.363999999999997},{"$f":"IF310-IF128","v":15.295000000000002},{"$f":"IG310-IG128","v":1.7140000000000022}]
[null,null,null,null,null,null,null,null,null,null,null,null,null,null,null,null,null,null,null,null,null,null,null,null,null,null,null,null,"00:05:32",24.108000000000001,24.106000000000002,23.661000000000001,23.164000000000001,"00:05:32",24.55,24.53,23.957999999999998,23.132000000000001,"00:05:32",25.056999999999999,25.132999999999999,24.306999999999999,23.202999999999999,null,null,null,null,null,"00:05:32",26.295999999999999,26.079000000000001,25.811,23.312000000000001,null,null,null,null,null,null,null,null,null,null,null,null,null,null,null,null,null,null,null,null,null,null,null,null,null,null,null,null,null,null,null,null,null,null,null,"00:05:32",25.042999999999999,24.873999999999999,24.707999999999998,24.37]
[null,null,null,null,null,null,null,null,null,null,null,null,null,null,null,null,null,null,null,null,null,null,null,null,null,null,null,null,"00:05:33",24.108000000000001,24.106999999999999,23.658000000000001,23.164999999999999,"00:05:33",24.539000000000001,24.521000000000001,23.948,23.123999999999999,"00:05:33",25.056000000000001,25.135000000000002,24.311,23.2,null,null,null,null,null,"00:05:33",26.289000000000001,26.071999999999999,25.795999999999999,23.312000000000001,null,null,null,null,null,null,null,null,null,null,null,null,null,null,null,null,null,null,null,null,null,null,null,null,null,null,null,null,null,null,null,null,null,null,null,"00:05:33",25.042999999999999,24.863,24.712,24.347999999999999,null,null,null,null,null,null,null,null,null,null,null,null,null,null,null,null,null,null,null,null,null,null,null,null,null,null,null,null,null,null,null,null,null,null,null,null,null,null,null,null,null,null,null,null,null,null,null,null,null,null,null,null,"AWG24th"]
[null,null,null,null,null,null,null,null,null,null,null,null,null,null,null,null,null,null,null,null,null,null,null,null,null,null,null,null,"00:05:35",24.1,24.096,23.652999999999999,23.155999999999999,"00:05:35",24.542999999999999,24.527000000000001,23.949000000000002,23.126999999999999,null,null,null,null,null,null,null,null,null,null,"00:05:35",26.311,26.087,25.815000000000001,23.324000000000002,null,null,null,null,null,null,null,null,null,null,null,null,null,null,null,null,null,null,null,null,null,null,null,null,null,null,null,null,null,null,null,null,null,null,null,"00:05:35",25.047000000000001,24.863,24.704999999999998,24.274999999999999,null,null,null,null,null,null,null,null,null,null,null,null,null,null,null,null,null,null,null,null,null,null,null,null,null,null,null,null,null,null,null,null,null,null,null,null,null,null,null,null,null,null,null,null,null,null,null,null,null,null,null,null,{"$f":"EK357","v":0.22599999999999909},0.5]
[null,null,null,null,null,null,null,null,null,null,null,null,null,null,null,null,null,null,null,null,null,null,null,null,null,null,null,null,"00:05:36",24.1,24.093,23.651,23.145,"00:05:36",24.538,24.529,23.943999999999999,23.125,null,null,null,null,null,null,null,null,null,null,"00:05:36",26.3,26.082999999999998,25.818000000000001,23.327999999999999,null,null,null,null,null,null,null,null,null,null,null,null,null,null,null,null,null,null,null,null,null,null,null,null,null,null,null,null,null,null,null,null,null,null,null,"00:05:36",25.047000000000001,24.878,24.72,24.274999999999999,null,null,null,null,null,null,null,null,null,null,null,null,null,null,null,null,null,null,null,null,null,null,null,null,null,null,null,null,null,null,null,null,null,null,null,null,null,null,null,null,null,null,null,null,null,null,null,null,null,null,null,null,{"$f":"EP194","v":0.46549999999999869},1]
[null,null,null,null,null,null,null,null,null,null,null,null,null,null,null,null,null,null,null,null,null,null,null,null,null,null,null,null,"00:05:39",24.093,24.094999999999999,23.652000000000001,23.148,"00:05:39",24.544,24.529,23.942,23.117999999999999,null,null,null,null,null,null,null,null,null,null,null,null,null,null,null,null,null,null,null,null,null,null,null,null,null,null,null,null,null,null,null,null,null,null,null,null,null,null,null,null,null,null,null,null,null,null,null,null,null,null,"00:05:39",25.021999999999998,24.823,24.716999999999999,24.297000000000001,null,null,null,null,null,null,null,null,null,null,null,null,null,null,null,null,null,null,null,null,null,null,null,null,null,null,null,null,null,null,null,null,null,null,null,null,null,null,null,null,null,null,null,null,null,null,null,null,null,null,null,null,{"$f":"FE184","v":6.1734999999999971},4]
[null,null,null,null,null,null,null,null,null,null,null,null,null,null,null,null,null,null,null,null,null,null,null,null,null,null,null,null,"00:05:40",24.096,24.09,23.654,23.143999999999998,"00:05:40",24.536999999999999,24.52,23.940999999999999,23.119,null,null,null,null,null,null,null,null,null,null,null,null,null,null,null,null,null,null,null,null,null,null,null,null,null,null,null,null,null,null,null,null,null,null,null,null,null,null,null,null,null,null,null,null,null,null,null,null,null,null,"00:05:40",25.007999999999999,24.815999999999999,24.724,24.315999999999999,null,null,null,null,null,null,null,null,null,null,null,null,null,null,null,null,null,null,null,null,null,null,null,null,null,null,null,null,null,null,null,null,null,null,null,null,null,null,null,null,null,null,null,null,null,null,null,null,null,null,null,null,{"$f":"FJ194","v":9.9860000000000007},5]
[null,null,null,null,null,null,null,null,null,null,null,null,null,null,null,null,null,null,null,null,null,null,null,null,null,null,null,null,"00:05:42",24.097999999999999,24.094000000000001,23.652999999999999,23.135999999999999,"00:05:42",24.541,24.526,23.943000000000001,23.119,null,null,null,null,null,null,null,null,null,null,null,null,null,null,null,null,null,null,null,null,null,null,null,null,null,null,null,null,null,null,null,null,null,null,null,null,null,null,null,null,null,null,null,null,null,null,null,null,null,null,"00:05:42",25.007999999999999,24.809000000000001,24.713000000000001,24.346,null,null,null,null,null,null,null,null,null,null,null,null,null,null,null,null,null,null,null,null,null,null,null,null,null,null,null,null,null,null,null,null,null,null,null,null,null,null,null,null,null,null,null,null,null,null,null,null,null,null,null,null,{"$f":"FT200","v":22.888999999999999},8]
[null,null,null,null,null,null,null,null,null,null,null,null,null,null,null,null,null,null,null,null,null,null,null,null,null,null,null,null,"00:05:43",24.096,24.093,23.655000000000001,23.143000000000001,"00:05:43",24.533999999999999,24.524999999999999,23.943000000000001,23.123000000000001,null,null,null,null,null,null,null,null,null,null,null,null,null,null,null,null,null,null,null,null,null,null,null,null,null,null,null,null,null,null,null,null,null,null,null,null,null,null,null,null,null,null,null,null,null,null,null,null,null,null,"00:05:43",25.012,24.817,24.695,24.324000000000002,null,null,null,null,null,null,null,null,null,null,null,null,null,null,null,null,null,null,null,null,null,null,null,null,null,null,null,null,null,null,null,null,null,null,null,null,null,null,null,null,null,null,null,null,null,null,null,null,null,null,null,null,{"$f":"FY170","v":44.963499999999996},11]
[null,null,null,null,null,null,null,null,null,null,null,null,null,null,null,null,null,null,null,null,null,null,null,null,null,null,null,null,"00:05:46",24.099,24.093,23.654,23.14,"00:05:46",24.553000000000001,24.536000000000001,23.966000000000001,23.132999999999999,null,null,null,null,null,null,null,null,null,null,null,null,null,null,null,null,null,null,null,null,null,null,null,null,null,null,null,null,null,null,null,null,null,null,null,null,null,null,null,null,null,null,null,null,null,null,null,null,null,null,"00:05:46",25.009,24.821000000000002,24.689,24.356999999999999,null,null,null,null,null,null,null,null,null,null,null,null,null,null,null,null,null,null,null,null,null,null,null,null,null,null,null,null,null,null,null,null,null,null,null,null,null,null,null,null,null,null,null,null,null,null,null,null,null,null,null,null,{"$f":"GN224","v":70.5},14]
[null,null,null,null,null,null,null,null,null,null,null,null,null,null,null,null,null,null,null,null,null,null,null,null,null,null,null,null,"00:05:47",24.097000000000001,24.088000000000001,23.646999999999998,23.140999999999998,"00:05:47",24.555,24.536999999999999,23.963000000000001,23.135000000000002,null,null,null,null,null,null,null,null,null,null,null,null,null,null,null,null,null,null,null,null,null,null,null,null,null,null,null,null,null,null,null,null,null,null,null,null,null,null,null,null,null,null,null,null,null,null,null,null,null,null,"00:05:47",24.998000000000001,24.806000000000001,24.67,24.324000000000002]
[null,null,null,null,null,null,null,null,null,null,null,null,null,null,null,null,null,null,null,null,null,null,null,null,null,null,null,null,"00:05:49",24.091999999999999,24.087,23.649000000000001,23.132000000000001,"00:05:49",24.545999999999999,24.532,23.956,23.126000000000001,null,null,null,null,null,null,null,null,null,null,null,null,null,null,null,null,null,null,null,null,null,null,null,null,null,null,null,null,null,null,null,null,null,null,null,null,null,null,null,null,null,null,null,null,null,null,null,null,null,null,"00:05:49",24.991,24.792000000000002,24.663,24.335999999999999]
[null,null,null,null,null,null,null,null,null,null,null,null,null,null,null,null,null,null,null,null,null,null,null,null,null,null,null,null,"00:05:50",24.091000000000001,24.087,23.649000000000001,23.132000000000001,"00:05:50",24.541,24.526,23.951000000000001,23.119,null,null,null,null,null,null,null,null,null,null,null,null,null,null,null,null,null,null,null,null,null,null,null,null,null,null,null,null,null,null,null,null,null,null,null,null,null,null,null,null,null,null,null,null,null,null,null,null,null,null,"00:05:50",24.991,24.792000000000002,24.649000000000001,24.321000000000002]
[null,null,null,null,null,null,null,null,null,null,null,null,null,null,null,null,null,null,null,null,null,null,null,null,null,null,null,null,"00:05:53",24.106000000000002,24.093,23.654,23.148,"00:05:53",24.555,24.538,23.959,23.126999999999999,null,null,null,null,null,null,null,{"$f":"AVERAGE(AS354:AT354)","v":2.1240000000000006},null,null,null,null,null,null,null,null,null,null,null,null,null,null,null,null,null,null,null,null,null,null,null,null,null,null,null,null,null,null,null,null,null,null,null,null,null,null,null,null,null,null,"00:05:53",24.969000000000001,24.774000000000001,24.605,24.181999999999999]
[null,null,null,null,null,null,null,null,null,null,null,null,null,null,null,null,null,null,null,null,null,null,null,null,null,null,null,null,"00:05:54",24.100999999999999,24.097000000000001,23.658000000000001,23.140999999999998,"00:05:54",24.555,24.536000000000001,23.959,23.129000000000001,null,null,null,null,null,null,null,null,null,null,null,null,null,null,null,null,null,null,null,null,null,null,null,null,null,null,null,null,null,null,null,null,null,null,null,null,null,null,null,null,null,null,null,null,null,null,null,null,null,null,"00:05:54",24.966000000000001,24.774000000000001,24.594000000000001,24.134,null,null,null,null,null,null,null,null,null,null,null,null,null,null,null,null,null,null,null,null,null,null,null,null,null,null,null,null,null,null,null,null,null,null,null,null,null,null,null,null,null,null,null,null,null,null,null,{"$f":"AVERAGE(EJ355,EL355)","v":0.22599999999999909}]
[null,null,null,null,null,null,null,null,null,null,null,null,null,null,null,null,null,null,null,null,null,null,null,null,null,null,null,null,"00:05:56",24.091000000000001,24.094000000000001,23.652999999999999,23.14,null,null,null,null,null,null,null,null,null,null,null,null,null,null,null,null,null,null,null,null,null,null,null,null,null,null,null,null,null,null,null,null,null,null,null,null,null,null,null,null,null,null,null,null,null,null,null,null,null,null,null,null,null,null,null,"00:05:56",24.943999999999999,24.738,24.558,24.09]
[null,null,null,null,null,null,null,null,null,null,null,null,null,null,null,null,null,null,null,null,null,null,null,null,null,null,null,null,"00:05:57",24.1,24.096,23.655000000000001,23.138000000000002,null,null,null,null,null,null,null,null,null,null,null,null,null,null,null,null,null,null,null,null,null,null,null,null,null,null,null,null,null,null,null,null,null,null,null,null,null,null,null,null,null,null,null,null,null,null,null,null,null,null,null,null,null,null,null,"00:05:57",24.940999999999999,24.734999999999999,24.550999999999998,24.068999999999999]
[null,null,null,null,null,null,null,null,null,null,null,null,null,null,null,null,null,null,null,null,null,null,null,null,null,null,null,null,"00:06:00",24.097000000000001,24.088000000000001,23.655999999999999,23.137,null,null,null,null,null,null,{"$f":"AN336-AN19","v":1.7520000000000024},{"$f":"AO336-AO19","v":1.9340000000000011},null,null,null,null,null,null,null,null,null,null,null,null,null,null,null,null,null,null,null,null,null,null,null,null,null,null,null,null,null,null,null,null,null,null,null,null,null,null,null,null,null,null,null,null,null,null,null,"00:06:00",24.922999999999998,24.706,24.54,24.042999999999999]
[null,null,null,null,null,null,null,null,null,null,null,null,null,null,null,null,null,null,null,null,null,null,null,null,null,null,null,null,"00:06:01",24.103000000000002,24.091999999999999,23.66,23.145,null,null,null,null,null,null,null,null,null,null,null,null,null,null,null,null,null,null,null,null,null,null,null,null,null,null,null,null,null,null,null,null,null,null,null,null,null,null,null,null,null,null,null,null,null,null,null,null,null,null,null,null,null,null,null,"00:06:01",24.901,24.690999999999999,24.533000000000001,24.036000000000001]
[null,null,null,null,null,null,null,null,null,null,null,null,null,null,null,null,null,null,null,null,null,null,null,null,null,null,null,null,"00:06:03",24.094000000000001,24.082999999999998,23.641999999999999,23.135999999999999,null,null,null,null,null,null,null,{"$f":"AVERAGE(AN363:AO363)","v":1.8430000000000017},null,null,null,null,null,null,null,null,null,null,null,null,null,null,null,null,null,null,null,null,null,null,null,null,null,null,null,null,null,null,null,null,null,null,null,null,null,null,null,null,null,null,null,null,null,null,null,"00:06:03",24.893999999999998,24.699000000000002,24.518999999999998,24.065999999999999]
[null,null,null,null,null,null,null,null,null,null,null,null,null,null,null,null,null,null,null,null,null,null,null,null,null,null,null,null,"00:06:04",24.093,24.082999999999998,23.652999999999999,23.138000000000002,null,null,null,null,null,null,null,null,null,null,null,null,null,null,null,null,{"$f":"AX341-AX3","v":2.7769999999999975},{"$f":"AY341-AY12","v":2.6799999999999997},{"$f":"AZ341-AZ4","v":2.5670000000000002},null,null,null,null,null,null,null,null,null,null,null,null,null,null,null,null,null,null,null,null,null,null,null,null,null,null,null,null,null,null,null,null,null,null,null,null,"00:06:04",24.879000000000001,24.684000000000001,24.507999999999999,24.065999999999999]
[null,null,null,null,null,null,null,null,null,null,null,null,null,null,null,null,null,null,null,null,null,null,null,null,null,null,null,null,"00:06:07",24.091999999999999,24.082000000000001,23.643000000000001,23.128,null,null,null,null,null,null,null,null,null,null,null,null,null,null,null,null,null,null,null,null,null,null,null,null,null,null,null,null,null,null,null,null,null,null,null,null,null,null,null,null,null,null,null,null,null,null,null,null,null,null,null,null,null,null,null,"00:06:07",24.864999999999998,24.681000000000001,24.512,24.041]
[null,null,null,null,null,null,null,null,null,null,null,null,null,null,null,null,null,null,null,null,null,null,null,null,null,null,null,null,"00:06:08",24.096,24.085000000000001,23.654,23.132999999999999,null,null,null,null,null,null,null,null,null,null,null,null,null,null,null,null,null,null,null,null,null,null,null,null,null,null,null,null,null,null,null,null,null,null,null,null,null,null,null,null,null,null,null,null,null,null,null,null,null,null,null,null,null,null,null,"00:06:08",24.853999999999999,24.673999999999999,24.507999999999999,24.052]
[null,null,null,null,null,null,null,null,null,null,null,null,null,null,null,null,null,null,null,null,null,null,null,null,null,null,null,null,"00:06:10",24.102,24.082999999999998,23.652999999999999,23.132000000000001,null,null,null,null,null,null,null,null,null,null,null,null,null,null,null,null,null,null,null,null,null,null,null,null,null,null,null,null,null,null,null,null,null,null,null,null,null,null,null,null,null,null,null,null,null,null,null,null,null,null,null,null,null,null,null,"00:06:10",24.853999999999999,24.663,24.504999999999999,24.067]
[null,null,null,null,null,null,null,null,null,null,null,null,null,null,null,null,null,null,null,null,null,null,null,null,null,null,null,null,"00:06:11",24.096,24.093,23.655000000000001,23.132000000000001,null,null,null,null,null,null,null,null,null,null,null,null,null,null,null,null,null,null,null,null,null,null,null,null,null,null,null,null,null,null,null,null,null,null,null,null,null,null,null,null,null,null,null,null,null,null,null,null,null,null,null,null,null,null,null,"00:06:11",24.858000000000001,24.655999999999999,24.515999999999998,24.067]
[null,null,null,null,null,null,null,null,null,null,null,null,null,null,null,null,null,null,null,null,null,null,null,null,null,null,null,null,"00:06:14",24.097000000000001,24.091999999999999,23.655999999999999,23.132999999999999,null,null,null,null,null,null,null,null,null,null,null,null,null,null,null,null,null,null,null,null,null,null,null,null,null,null,null,null,null,null,null,null,null,null,null,null,null,null,null,null,null,null,null,null,null,null,null,null,null,null,null,null,null,null,null,"00:06:14",24.847999999999999,24.641999999999999,24.516999999999999,24.045999999999999]
[null,null,null,null,null,null,null,null,null,null,null,null,null,null,null,null,null,null,null,null,null,null,null,null,null,null,null,null,"00:06:15",24.099,24.088000000000001,23.654,23.123999999999999,null,null,null,null,null,null,null,null,null,null,null,null,null,null,null,null,null,null,null,null,null,null,null,null,null,null,null,null,null,null,null,null,null,null,null,null,null,null,null,null,null,null,null,null,null,null,null,null,null,null,null,null,null,null,null,"00:06:15",24.841000000000001,24.631,24.513000000000002,24.030999999999999]
[null,null,null,null,null,null,null,null,null,null,null,null,null,null,null,null,null,null,null,null,null,null,null,null,null,null,null,null,"00:06:17",24.096,24.088999999999999,23.66,23.126999999999999,null,null,null,null,null,null,null,null,null,null,null,null,null,null,null,null,null,null,null,null,null,null,null,null,null,null,null,null,null,null,null,null,null,null,null,null,null,null,null,null,null,null,null,null,null,null,null,null,null,null,null,null,null,null,null,"00:06:17",24.847999999999999,24.635000000000002,24.527999999999999,24.056999999999999]
[null,null,null,null,null,null,null,null,null,null,null,null,null,null,null,null,null,null,null,null,null,null,null,null,null,null,null,null,"00:06:18",24.102,24.088999999999999,23.655000000000001,23.126999999999999,null,null,null,null,null,null,null,null,null,null,null,null,null,null,null,null,null,null,null,null,null,null,null,null,null,null,null,null,null,null,null,null,null,null,null,null,null,null,null,null,null,null,null,null,null,null,null,null,null,null,null,null,null,null,null,"00:06:18",24.849,24.631,24.524999999999999,24.053999999999998]
[null,null,null,null,null,null,null,null,null,null,null,null,null,null,null,null,null,null,null,null,null,null,null,null,null,null,null,null,"00:06:20",24.106000000000002,24.094999999999999,23.654,23.126000000000001,null,null,null,null,null,null,null,null,null,null,null,null,null,null,null,null,null,null,null,null,null,null,null,null,null,null,null,null,null,null,null,null,null,null,null,null,null,null,null,null,null,null,null,null,null,null,null,null,null,null,null,null,null,null,null,"00:06:20",24.974,24.779,24.690999999999999,24.061]
[null,null,null,null,null,null,null,null,null,null,null,null,null,null,null,null,null,null,null,null,null,null,null,null,null,null,null,null,"00:06:21",24.099,24.09,23.655999999999999,23.13,null,null,{"$f":"AVERAGE(AI382:AJ382)","v":1.3119999999999994},null,null,null,null,null,null,null,null,null,null,null,null,null,null,null,null,null,null,null,null,null,null,null,null,null,null,null,null,null,null,null,null,null,null,null,null,null,null,null,null,null,null,null,null,null,null,null,null,null,null,null,null,"00:06:21",25.164999999999999,24.959,24.875,24.073]
[null,null,null,null,null,null,null,null,null,null,null,null,null,null,null,null,null,null,null,null,null,null,null,null,null,null,null,null,"00:06:24",24.097999999999999,24.093,23.651,23.120999999999999,null,null,null,null,null,null,null,null,null,null,null,null,null,null,null,null,null,null,null,null,null,null,null,null,null,null,null,null,null,null,null,null,null,null,null,null,null,null,null,null,null,null,null,null,null,null,null,null,null,null,null,null,null,null,null,"00:06:24",25.518999999999998,25.177,25.184000000000001,24.117000000000001]
[null,null,null,null,null,null,null,null,null,null,null,null,null,null,null,null,null,null,null,null,null,null,null,null,null,null,null,null,"00:06:25",24.109000000000002,24.097000000000001,23.661000000000001,23.129000000000001,null,null,null,null,null,null,null,null,null,null,null,null,null,null,null,null,null,null,null,null,null,null,null,null,null,null,null,null,null,null,null,null,null,null,null,null,null,null,null,null,null,null,null,null,null,null,null,null,null,null,null,null,null,null,null,"00:06:25",25.63,25.254000000000001,25.31,24.120999999999999]
[null,null,null,null,null,null,null,null,null,null,null,null,null,null,null,null,null,null,null,null,null,null,null,null,null,null,null,null,"00:06:27",24.108000000000001,24.099,23.661000000000001,23.126999999999999,null,null,null,null,null,null,null,null,null,null,null,null,null,null,null,null,null,null,null,null,null,null,null,null,null,null,null,null,null,null,null,null,null,null,null,null,null,null,null,null,null,null,null,null,null,null,null,null,null,null,null,null,null,null,null,"00:06:27",26.100999999999999,25.619,25.818000000000001,24.125]
[null,null,null,null,null,null,null,null,null,null,null,null,null,null,null,null,null,null,null,null,null,null,null,null,null,null,null,null,"00:06:28",24.106000000000002,24.099,23.661000000000001,23.131,null,null,null,null,null,null,null,null,null,null,null,null,null,null,null,null,null,null,null,null,null,null,null,null,null,null,null,null,null,null,null,null,null,null,null,null,null,null,null,null,null,null,null,null,null,null,null,null,null,null,null,null,null,null,null,"00:06:28",26.425000000000001,25.818000000000001,26.16,24.129000000000001]
[null,null,null,null,null,null,null,null,null,null,null,null,null,null,null,null,null,null,null,null,null,null,null,null,null,null,null,null,"00:06:31",24.113,24.105,23.670999999999999,23.126999999999999,null,null,null,null,null,null,null,null,null,null,null,null,null,null,null,null,null,null,null,null,null,null,null,null,null,null,null,null,null,null,null,null,null,null,null,null,null,null,null,null,null,null,null,null,null,null,null,null,null,null,null,null,null,null,null,"00:06:31",27.484999999999999,26.565000000000001,27.341999999999999,24.122]
[null,null,null,null,null,null,null,null,null,null,null,null,null,null,null,null,null,null,null,null,null,null,null,null,null,null,null,null,"00:06:32",24.108000000000001,24.1,23.664000000000001,23.126999999999999,null,null,null,null,null,null,null,null,null,null,null,null,null,null,null,null,null,null,null,null,null,null,null,null,null,null,null,null,null,null,null,null,null,null,null,null,null,null,null,null,null,null,null,null,null,null,null,null,null,null,null,null,null,null,null,"00:06:32",27.896999999999998,26.823,27.754000000000001,24.122]
[null,null,null,null,null,null,null,null,null,null,null,null,null,null,null,null,null,null,null,null,null,null,null,null,null,null,null,null,"00:06:34",24.108000000000001,24.103999999999999,23.672000000000001,23.126000000000001,null,null,null,null,null,null,null,null,null,null,null,null,null,null,null,null,null,null,null,null,null,null,null,null,null,null,null,null,null,null,null,null,null,null,null,null,null,null,null,null,null,null,null,null,null,null,null,null,null,null,null,null,null,null,null,"00:06:34",28.728999999999999,27.416,28.556000000000001,24.126000000000001]
[null,null,null,null,null,null,null,null,null,null,null,null,null,null,null,null,null,null,null,null,null,null,null,null,null,null,null,null,"00:06:35",24.097000000000001,24.091999999999999,23.654,23.122,null,null,null,null,null,null,null,null,null,null,null,null,null,null,null,null,null,null,null,null,null,null,null,null,null,null,null,null,null,null,null,null,null,null,null,null,null,null,null,null,null,null,null,null,null,null,null,null,null,null,null,null,null,null,null,"00:06:35",29.097000000000001,27.643999999999998,28.946999999999999,24.111999999999998]
[null,null,null,null,null,null,null,null,null,null,null,null,null,null,null,null,null,null,null,null,null,null,null,null,null,null,null,null,"00:06:38",24.096,24.093,23.646999999999998,23.117999999999999,null,null,null,null,null,null,null,null,null,null,null,null,null,null,null,null,null,null,null,null,null,null,null,null,null,null,null,null,null,null,null,null,null,null,null,null,null,null,null,null,null,null,null,null,null,null,null,null,null,null,null,null,null,null,null,"00:06:38",30.013999999999999,28.436,29.974,24.105]
[null,null,null,null,null,null,null,null,null,null,null,null,null,null,null,null,null,null,null,null,null,null,null,null,null,null,null,null,"00:06:39",24.102,24.091000000000001,23.658999999999999,23.12,null,null,null,null,null,null,null,null,null,null,null,null,null,null,null,null,null,null,null,null,null,null,null,null,null,null,null,null,null,null,null,null,null,null,null,null,null,null,null,null,null,null,null,null,null,null,null,null,null,null,null,null,null,null,null,"00:06:39",30.341999999999999,28.741,30.291,24.105]
[null,null,null,null,null,null,null,null,null,null,null,null,null,null,null,null,null,null,null,null,null,null,null,null,null,null,null,null,"00:06:41",24.094999999999999,24.09,23.648,23.113,null,null,null,null,null,null,null,null,null,null,null,null,null,null,null,null,null,null,null,null,null,null,null,null,null,null,null,null,null,null,null,null,null,null,null,null,null,null,null,null,null,null,null,null,null,null,null,null,null,null,null,null,null,null,null,"00:06:41",31.093,29.356000000000002,30.946999999999999,24.12]
[null,null,null,null,null,null,null,null,null,null,null,null,null,null,null,null,null,null,null,null,null,null,null,null,null,null,null,null,"00:06:42",24.099,24.091999999999999,23.652000000000001,23.119,null,null,null,null,null,null,null,null,null,null,null,null,null,null,null,null,null,null,null,null,null,null,null,null,null,null,null,null,null,null,null,null,null,null,null,null,null,null,null,null,null,null,null,null,null,null,null,null,null,null,null,null,null,null,null,"00:06:42",31.402999999999999,29.617000000000001,31.234999999999999,24.117000000000001]
[null,null,null,null,null,null,null,null,null,null,null,null,null,null,null,null,null,null,null,null,null,null,null,null,null,null,null,null,"00:06:45",24.106000000000002,24.096,23.66,23.123000000000001,null,null,null,null,null,null,null,null,null,null,null,null,null,null,null,null,null,null,null,null,null,null,null,null,null,null,null,null,null,null,null,null,null,null,null,null,null,null,null,null,null,null,null,null,null,null,null,null,null,null,null,null,null,null,null,"00:06:45",32.292000000000002,30.568999999999999,32.11,24.184000000000001]
[null,null,null,null,null,null,null,null,null,null,null,null,null,null,null,null,null,null,null,null,null,null,null,null,null,null,null,null,"00:06:46",24.1,24.097000000000001,23.657,23.122,null,null,null,null,null,null,null,null,null,null,null,null,null,null,null,null,null,null,null,null,null,null,null,null,null,null,null,null,null,null,null,null,null,null,null,null,null,null,null,null,null,null,null,null,null,null,null,null,null,null,null,null,null,null,null,"00:06:46",32.652999999999999,30.74,32.481999999999999,24.172999999999998]
[null,null,null,null,null,null,null,null,null,null,null,null,null,null,null,null,null,null,null,null,null,null,null,null,null,null,null,null,"00:06:48",24.100999999999999,24.097000000000001,23.667999999999999,23.126000000000001,null,null,null,null,null,null,null,null,null,null,null,null,null,null,null,null,null,null,null,null,null,null,null,null,null,null,null,null,null,null,null,null,null,null,null,null,null,null,null,null,null,null,null,null,null,null,null,null,null,null,null,null,null,null,null,"00:06:48",33.655000000000001,31.24,33.612000000000002,24.161999999999999]
[null,null,null,null,null,null,null,null,null,null,null,null,null,null,null,null,null,null,null,null,null,null,null,null,null,null,null,null,"00:06:49",24.11,24.099,23.655999999999999,23.128,null,null,null,null,null,null,null,null,null,null,null,null,null,null,null,null,null,null,null,null,null,null,null,null,null,null,null,null,null,null,null,null,null,null,null,null,null,null,null,null,null,null,null,null,null,null,null,null,null,null,null,null,null,null,null,"00:06:49",34.337000000000003,31.597000000000001,34.286000000000001,24.177]
[null,null,null,null,null,null,null,null,null,null,null,null,null,null,null,null,null,null,null,null,null,null,null,null,null,null,null,null,"00:06:52",24.111000000000001,24.1,23.664000000000001,23.132000000000001,null,null,null,null,null,null,null,null,null,null,null,null,null,null,null,null,null,null,null,null,null,null,null,null,null,null,null,null,null,null,null,null,null,null,null,null,null,null,null,null,null,null,null,null,null,null,null,null,null,null,null,null,null,null,null,"00:06:52",36.450000000000003,32.957000000000001,36.238999999999997,24.17]
[null,null,null,null,null,null,null,null,null,null,null,null,null,null,null,null,null,null,null,null,null,null,null,null,null,null,null,null,"00:06:53",24.102,24.096,23.652999999999999,23.117999999999999,null,null,null,null,null,null,null,null,null,null,null,null,null,null,null,null,null,null,null,null,null,null,null,null,null,null,null,null,null,null,null,null,null,null,null,null,null,null,null,null,null,null,null,null,null,null,null,null,null,null,null,null,null,null,null,"00:06:53",37.197000000000003,33.542999999999999,36.909999999999997,24.213999999999999]
[null,null,null,null,null,null,null,null,null,null,null,null,null,null,null,null,null,null,null,null,null,null,null,null,null,null,null,null,"00:06:55",24.103000000000002,24.084,23.655999999999999,23.123999999999999,null,null,null,null,null,null,null,null,null,null,null,null,null,null,null,null,null,null,null,null,null,null,null,null,null,null,null,null,null,null,null,null,null,null,null,null,null,null,null,null,null,null,null,null,null,null,null,null,null,null,null,null,null,null,null,"00:06:55",38.728000000000002,34.374000000000002,38.145000000000003,24.251000000000001]
[null,null,null,null,null,null,null,null,null,null,null,null,null,null,null,null,null,null,null,null,null,null,null,null,null,null,null,null,"00:06:56",24.091999999999999,24.084,23.652000000000001,23.114999999999998,null,null,null,null,null,null,null,null,null,null,null,null,null,null,null,null,null,null,null,null,null,null,null,null,null,null,null,null,null,null,null,null,null,null,null,null,null,null,null,null,null,null,null,null,null,null,null,null,null,null,null,null,null,null,null,"00:06:56",39.395000000000003,34.935000000000002,38.793999999999997,24.3]
[null,null,null,null,null,null,null,null,null,null,null,null,null,null,null,null,null,null,null,null,null,null,null,null,null,null,null,null,"00:06:59",24.102,24.096,23.658000000000001,23.120999999999999,null,null,null,null,null,null,null,null,null,null,null,null,null,null,null,null,null,null,null,null,null,null,null,null,null,null,null,null,null,null,null,null,null,null,null,null,null,null,null,null,null,null,null,null,null,null,null,null,null,null,null,null,null,null,null,"00:06:59",41.338000000000001,36.228999999999999,40.659999999999997,24.263000000000002]
[null,null,null,null,null,null,null,null,null,null,null,null,null,null,null,null,null,null,null,null,null,null,null,null,null,null,null,null,"00:07:00",24.106000000000002,24.094999999999999,23.661000000000001,23.12,null,null,null,null,null,null,null,null,null,null,null,null,null,null,null,null,null,null,null,null,null,null,null,null,null,null,null,null,null,null,null,null,null,null,null,null,null,null,null,null,null,null,null,null,null,null,null,null,null,null,null,null,null,null,null,"00:07:00",41.86,36.015000000000001,41.156999999999996,24.212]
[null,null,null,null,null,null,null,null,null,null,null,null,null,null,null,null,null,null,null,null,null,null,null,null,null,null,null,null,"00:07:02",24.106000000000002,24.088000000000001,23.661000000000001,23.12,null,null,null,null,null,null,null,null,null,null,null,null,null,null,null,null,null,null,null,null,null,null,null,null,null,null,null,null,null,null,null,null,null,null,null,null,null,null,null,null,null,null,null,null,null,null,null,null,null,null,null,null,null,null,null,"00:07:02",42.741999999999997,36.744,42.183,24.187000000000001]
[null,null,null,null,null,null,null,null,null,null,null,null,null,null,null,null,null,null,null,null,null,null,null,null,null,null,null,null,"00:07:03",24.105,24.084,23.654,23.117000000000001,null,null,null,null,null,null,null,null,null,null,null,null,null,null,null,null,null,null,null,null,null,null,null,null,null,null,null,null,null,null,null,null,null,null,null,null,null,null,null,null,null,null,null,null,null,null,null,null,null,null,null,null,null,null,null,"00:07:03",43.241999999999997,37.457999999999998,42.68,24.178999999999998]
[null,null,null,null,null,null,null,null,null,null,null,null,null,null,null,null,null,null,null,null,null,null,null,null,null,null,null,null,"00:07:06",24.088999999999999,24.08,23.646999999999998,23.111999999999998,null,null,null,null,null,null,null,null,null,null,null,null,null,null,null,null,null,null,null,null,null,null,null,null,null,null,null,null,null,null,null,null,null,null,null,null,null,null,null,null,null,null,null,null,null,null,null,null,null,null,null,null,null,null,null,"00:07:06",44.790999999999997,39.276000000000003,43.899000000000001,24.158000000000001]
[null,null,null,null,null,null,null,null,null,null,null,null,null,null,null,null,null,null,null,null,null,null,null,null,null,null,null,null,"00:07:07",24.102,24.087,23.652999999999999,23.12,null,null,null,null,null,null,null,null,null,null,null,null,null,null,null,null,null,null,null,null,null,null,null,null,null,null,null,null,null,null,null,null,null,null,null,null,null,null,null,null,null,null,null,null,null,null,null,null,null,null,null,null,null,null,null,"00:07:07",45.204000000000001,39.768000000000001,44.276000000000003,24.138999999999999]
[null,null,null,null,null,null,null,null,null,null,null,null,null,null,null,null,null,null,null,null,null,null,null,null,null,null,null,null,"00:07:09",24.108000000000001,24.09,23.654,23.12,null,null,null,null,null,null,null,null,null,null,null,null,null,null,null,null,null,null,null,null,null,null,null,null,null,null,null,null,null,null,null,null,null,null,null,null,null,null,null,null,null,null,null,null,null,null,null,null,null,null,null,null,null,null,null,"00:07:09",45.872,40.414999999999999,45.040999999999997,24.096]
[null,null,null,null,null,null,null,null,null,null,null,null,null,null,null,null,null,null,null,null,null,null,null,null,null,null,null,null,"00:07:10",24.100999999999999,24.09,23.655999999999999,23.119,null,null,null,null,null,null,null,null,null,null,null,null,null,null,null,null,null,null,null,null,null,null,null,null,null,null,null,null,null,null,null,null,null,null,null,null,null,null,null,null,null,null,null,null,null,null,null,null,null,null,null,null,null,null,null,"00:07:10",46.173000000000002,40.744999999999997,45.396999999999998,24.074000000000002]
[null,null,null,null,null,null,null,null,null,null,null,null,null,null,null,null,null,null,null,null,null,null,null,null,null,null,null,null,"00:07:13",24.109000000000002,24.096,23.666,23.126999999999999,null,null,null,null,null,null,null,null,null,null,null,null,null,null,null,null,null,null,null,null,null,null,null,null,null,null,null,null,null,null,null,null,null,null,null,null,null,null,null,null,null,null,null,null,null,null,null,null,null,null,null,null,null,null,null,"00:07:13",47.058,41.369,46.322000000000003,24.077999999999999]
[null,null,null,null,null,null,null,null,null,null,null,null,null,null,null,null,null,null,null,null,null,null,null,null,null,null,null,null,"00:07:14",24.111000000000001,24.097999999999999,23.67,23.134,null,null,null,null,null,null,null,null,null,null,null,null,null,null,null,null,null,null,null,null,null,null,null,null,null,null,null,null,null,null,null,null,null,null,null,null,null,null,null,null,null,null,null,null,null,null,null,null,null,null,null,null,null,null,null,"00:07:14",47.341000000000001,41.698999999999998,46.587000000000003,24.119]
[null,null,null,null,null,null,null,null,null,null,null,null,null,null,null,null,null,null,null,null,null,null,null,null,null,null,null,null,null,null,null,null,null,null,null,null,null,null,null,null,null,null,null,null,null,null,null,null,null,null,null,null,null,null,null,null,null,null,null,null,null,null,null,null,null,null,null,null,null,null,null,null,null,null,null,null,null,null,null,null,null,null,null,null,null,null,null,null,"00:07:16",47.834000000000003,42.131,47.124000000000002,24.134]
[null,null,null,null,null,null,null,null,null,null,null,null,null,null,null,null,null,null,null,null,null,null,null,null,null,null,null,null,null,null,null,null,null,null,null,null,null,null,null,null,null,null,null,null,null,null,null,null,null,null,null,null,null,null,null,null,null,null,null,null,null,null,null,null,null,null,null,null,null,null,null,null,null,null,null,null,null,null,null,null,null,null,null,null,null,null,null,null,"00:07:17",48.116999999999997,42.402999999999999,47.359000000000002,24.140999999999998]
[null,null,null,null,null,null,null,null,null,null,null,null,null,null,null,null,null,null,null,null,null,null,null,null,null,null,null,null,null,null,null,null,null,null,null,null,null,null,null,null,null,null,null,null,null,null,null,null,null,null,null,null,null,null,null,null,null,null,null,null,null,null,null,null,null,null,null,null,null,null,null,null,null,null,null,null,null,null,null,null,null,null,null,null,null,null,null,null,"00:07:20",48.738,43.154000000000003,48.030999999999999,24.186]
[null,null,null,null,null,null,null,null,null,null,null,null,null,null,null,null,null,null,null,null,null,null,null,null,null,null,null,null,null,null,null,null,null,null,null,null,null,null,null,null,null,null,null,null,null,null,null,null,null,null,null,null,null,null,null,null,null,null,null,null,null,null,null,null,null,null,null,null,null,null,null,null,null,null,null,null,null,null,null,null,null,null,null,null,null,null,null,null,"00:07:21",48.948,43.633000000000003,48.287999999999997,24.212]
[null,null,null,null,null,null,null,null,null,null,null,null,null,null,null,null,null,null,null,null,null,null,null,null,null,null,null,null,null,null,null,null,null,null,null,null,null,null,null,null,null,null,null,null,null,null,null,null,null,null,null,null,null,null,null,null,null,null,null,null,null,null,null,null,null,null,null,null,null,null,null,null,null,null,null,null,null,null,null,null,null,null,null,null,null,null,null,null,"00:07:23",49.097000000000001,44.104999999999997,48.829000000000001,24.238]
[null,null,null,null,null,null,null,null,null,null,null,null,null,null,null,null,null,null,null,null,null,null,null,null,null,null,null,null,null,null,null,null,null,null,null,null,null,null,null,null,null,null,null,null,null,null,null,null,null,null,null,null,null,null,null,null,null,null,null,null,null,null,null,null,null,null,null,null,null,null,null,null,null,null,null,null,null,null,null,null,null,null,null,null,null,null,null,null,"00:07:24",49.119,44.478000000000002,49.079000000000001,24.212]
[null,null,null,null,null,null,null,null,null,null,null,null,null,null,null,null,null,null,null,null,null,null,null,null,null,null,null,null,null,null,null,null,null,null,null,null,null,null,null,null,null,null,null,null,null,null,null,null,null,null,null,null,null,null,null,null,null,null,null,null,null,null,null,null,null,null,null,null,null,null,null,null,null,null,null,null,null,null,null,null,null,null,null,null,null,null,null,null,"00:07:27",49.725000000000001,45.313000000000002,49.927999999999997,24.257000000000001]
[null,null,null,null,null,null,null,null,null,null,null,null,null,null,null,null,null,null,null,null,null,null,null,null,null,null,null,null,null,null,null,null,null,null,null,null,null,null,null,null,null,null,null,null,null,null,null,null,null,null,null,null,null,null,null,null,null,null,null,null,null,null,null,null,null,null,null,null,null,null,null,null,null,null,null,null,null,null,null,null,null,null,null,null,null,null,null,null,"00:07:28",49.960999999999999,45.616999999999997,50.177,24.257000000000001]
[null,null,null,null,null,null,null,null,null,null,null,null,null,null,null,null,null,null,null,null,null,null,null,null,null,null,null,null,null,null,null,null,null,null,null,null,null,null,null,null,null,null,null,null,null,null,null,null,null,null,null,null,null,null,null,null,null,null,null,null,null,null,null,null,null,null,null,null,null,null,null,null,null,null,null,null,null,null,null,null,null,null,null,null,null,null,null,null,"00:07:30",50.448,45.98,50.625,24.221]
[null,null,null,null,null,null,null,null,null,null,null,null,null,null,null,null,null,null,null,null,null,null,null,null,null,null,null,null,null,null,null,null,null,null,null,null,null,null,null,null,null,null,null,null,null,null,null,null,null,null,null,null,null,null,null,null,null,null,null,null,null,null,null,null,null,null,null,null,null,null,null,null,null,null,null,null,null,null,null,null,null,null,null,null,null,null,null,null,"00:07:31",50.686999999999998,45.722999999999999,50.817,24.190999999999999]
[null,null,null,null,null,null,null,null,null,null,null,null,null,null,null,null,null,null,null,null,null,null,null,null,null,null,null,null,null,null,null,null,null,null,null,null,null,null,null,null,null,null,null,null,null,null,null,null,null,null,null,null,null,null,null,null,null,null,null,null,null,null,null,null,null,null,null,null,null,null,null,null,null,null,null,null,null,null,null,null,null,null,null,null,null,null,null,null,"00:07:34",51.314999999999998,46.061,51.265000000000001,24.184999999999999]
[null,null,null,null,null,null,null,null,null,null,null,null,null,null,null,null,null,null,null,null,null,null,null,null,null,null,null,null,null,null,null,null,null,null,null,null,null,null,null,null,null,null,null,null,null,null,null,null,null,null,null,null,null,null,null,null,null,null,null,null,null,null,null,null,null,null,null,null,null,null,null,null,null,null,null,null,null,null,null,null,null,null,null,null,null,null,null,null,"00:07:35",51.459000000000003,46.350999999999999,51.344000000000001,24.17]
[null,null,null,null,null,null,null,null,null,null,null,null,null,null,null,null,null,null,null,null,null,null,null,null,null,null,null,null,null,null,null,null,null,null,null,null,null,null,null,null,null,null,null,null,null,null,null,null,null,null,null,null,null,null,null,null,null,null,null,null,null,null,null,null,null,null,null,null,null,null,null,null,null,null,null,null,null,null,null,null,null,null,null,null,null,null,null,null,"00:07:37",51.906999999999996,46.801000000000002,51.610999999999997,24.173999999999999]
[null,null,null,null,null,null,null,null,null,null,null,null,null,null,null,null,null,null,null,null,null,null,null,null,null,null,null,null,null,{"$f":"AD437-AD21","v":0.96100000000000207},{"$f":"AE437-AE11","v":0.95799999999999841},null,null,null,null,null,null,null,null,null,null,null,null,null,null,null,null,null,null,null,null,null,null,null,null,null,null,null,null,null,null,null,null,null,null,null,null,null,null,null,null,null,null,null,null,null,null,null,null,null,null,null,null,null,null,null,null,null,"00:07:38",52.018999999999998,47.036999999999999,51.795999999999999,24.215]
[null,null,null,null,null,null,null,null,null,null,null,null,null,null,null,null,null,null,null,null,null,null,null,null,null,null,null,null,null,null,null,null,null,null,null,null,null,null,null,null,null,null,null,null,null,null,null,null,null,null,null,null,null,null,null,null,null,null,null,null,null,null,null,null,null,null,null,null,null,null,null,null,null,null,null,null,null,null,null,null,null,null,null,null,null,null,null,null,"00:07:41",52.192999999999998,47.088000000000001,52.250999999999998,24.347999999999999]
[null,null,null,null,null,null,null,null,null,null,null,null,null,null,null,null,null,null,null,null,null,null,null,null,null,null,null,null,null,null,null,null,null,null,null,null,null,null,null,null,null,null,null,null,null,null,null,null,null,null,null,null,null,null,null,null,null,null,null,null,null,null,null,null,null,null,null,null,null,null,null,null,null,null,null,null,null,null,null,null,null,null,null,null,null,null,null,null,"00:07:42",52.11,47.424999999999997,52.412999999999997,24.373000000000001]
[null,null,null,null,null,null,null,null,null,null,null,null,null,null,null,null,null,null,null,null,null,null,null,null,null,null,null,null,null,null,null,null,null,null,null,null,null,null,null,null,null,null,null,null,null,null,null,null,null,null,null,null,null,null,null,null,null,null,null,null,null,null,null,null,null,null,null,null,null,null,null,null,null,null,null,null,null,null,null,null,null,null,null,null,null,null,null,null,"00:07:44",52.19,47.265999999999998,52.619,24.396000000000001]
[null,null,null,null,null,null,null,null,null,null,null,null,null,null,null,null,null,null,null,null,null,null,null,null,null,null,null,null,null,null,null,null,null,null,null,null,null,null,null,null,null,null,null,null,null,null,null,null,null,null,null,null,null,null,null,null,null,null,null,null,null,null,null,null,null,null,null,null,null,null,null,null,null,null,null,null,null,null,null,null,null,null,null,null,null,null,null,null,"00:07:45",52.207999999999998,47.244999999999997,52.756999999999998,24.425999999999998]
[null,null,null,null,null,null,null,null,null,null,null,null,null,null,null,null,null,null,null,null,null,null,null,null,null,null,null,null,null,null,null,null,null,null,null,null,null,null,null,null,null,null,null,null,null,null,null,null,null,null,null,null,null,null,null,null,null,null,null,null,null,null,null,null,null,null,null,null,null,null,null,null,null,null,null,null,null,null,null,null,null,null,null,null,null,null,null,null,"00:07:47",52.338000000000001,47.179000000000002,52.911999999999999,24.404]
[null,null,null,null,null,null,null,null,null,null,null,null,null,null,null,null,null,null,null,null,null,null,null,null,null,null,null,null,null,null,null,null,null,null,null,null,null,null,null,null,null,null,null,null,null,null,null,null,null,null,null,null,null,null,null,null,null,null,null,null,null,null,null,null,null,null,null,null,null,null,null,null,null,null,null,null,null,null,null,null,null,null,null,null,null,null,null,null,"00:07:48",52.432000000000002,47.499000000000002,52.963000000000001,24.396999999999998]
[null,null,null,null,null,null,null,null,null,null,null,null,null,null,null,null,null,null,null,null,null,null,null,null,null,null,null,null,null,null,null,null,null,null,null,null,null,null,null,null,null,null,null,null,null,null,null,null,null,null,null,null,null,null,null,null,null,null,null,null,null,null,null,null,null,null,null,null,null,null,null,null,null,null,null,null,null,null,null,null,null,null,null,null,null,null,null,null,"00:07:51",52.613,48.243000000000002,53.273000000000003,24.533000000000001]
[null,null,null,null,null,null,null,null,null,null,null,null,null,null,null,null,null,null,null,null,null,null,null,null,null,null,null,null,null,null,null,null,null,null,null,null,null,null,null,null,null,null,null,null,null,null,null,null,null,null,null,null,null,null,null,null,null,null,null,null,null,null,null,null,null,null,null,null,null,null,null,null,null,null,null,null,null,null,null,null,null,null,null,null,null,null,null,null,"00:07:52",52.500999999999998,46.048999999999999,52.877000000000002,24.53]
[null,null,null,null,null,null,null,null,null,null,null,null,null,null,null,null,null,null,null,null,null,null,null,null,null,null,null,null,null,null,null,null,null,null,null,null,null,null,null,null,null,null,null,null,null,null,null,null,null,null,null,null,null,null,null,null,null,null,null,null,null,null,null,null,null,null,null,null,null,null,null,null,null,null,null,null,null,null,null,null,null,null,null,null,null,null,null,null,"00:07:54",51.234999999999999,44.094999999999999,51.808999999999997,24.427]
[null,null,null,null,null,null,null,null,null,null,null,null,null,null,null,null,null,null,null,null,null,null,null,null,null,null,null,null,null,null,null,null,null,null,null,null,null,null,null,null,null,null,null,null,null,null,null,null,null,null,null,null,null,null,null,null,null,null,null,null,null,null,null,null,null,null,null,null,null,null,null,null,null,null,null,null,null,null,null,null,null,null,null,null,null,null,null,null,"00:07:55",51.274999999999999,44.603000000000002,51.512999999999998,24.401]
[null,null,null,null,null,null,null,null,null,null,null,null,null,null,null,null,null,null,null,null,null,null,null,null,null,null,null,null,null,null,null,null,null,null,null,null,null,null,null,null,null,null,null,null,null,null,null,null,null,null,null,null,null,null,null,null,null,null,null,null,null,null,null,null,null,null,null,null,null,null,null,null,null,null,null,null,null,null,null,null,null,null,null,null,null,null,null,null,"00:07:58",52.697000000000003,46.228000000000002,51.994,24.486000000000001]
[null,null,null,null,null,null,null,null,null,null,null,null,null,null,null,null,null,null,null,null,null,null,null,null,null,null,null,null,null,null,null,null,null,null,null,null,null,null,null,null,null,null,null,null,null,null,null,null,null,null,null,null,null,null,null,null,null,null,null,null,null,null,null,null,null,null,null,null,null,null,null,null,null,null,null,null,null,null,null,null,null,null,null,null,null,null,null,null,"00:07:59",53.043999999999997,46.448999999999998,52.261000000000003,24.512]
[null,null,null,null,null,null,null,null,null,null,null,null,null,null,null,null,null,null,null,null,null,null,null,null,null,null,null,null,null,null,null,null,null,null,null,null,null,null,null,null,null,null,null,null,null,null,null,null,null,null,null,null,null,null,null,null,null,null,null,null,null,null,null,null,null,null,null,null,null,null,null,null,null,null,null,null,null,null,null,null,null,null,null,null,null,null,null,null,"00:08:01",53.411999999999999,46.960999999999999,52.606999999999999,24.655999999999999]
[null,null,null,null,null,null,null,null,null,null,null,null,null,null,null,null,null,null,null,null,null,null,null,null,null,null,null,null,null,null,null,null,null,null,null,null,null,null,null,null,null,null,null,null,null,null,null,null,null,null,null,null,null,null,null,null,null,null,null,null,null,null,null,null,null,null,null,null,null,null,null,null,null,null,null,null,null,null,null,null,null,null,null,null,null,null,null,null,"00:08:02",53.537999999999997,47.225000000000001,52.73,24.774000000000001]
[null,null,null,null,null,null,null,null,null,null,null,null,null,null,null,null,null,null,null,null,null,null,null,null,null,null,null,null,null,null,null,null,null,null,null,null,null,null,null,null,null,null,null,null,null,null,null,null,null,null,null,null,null,null,null,null,null,null,null,null,null,null,null,null,null,null,null,null,null,null,null,null,null,null,null,null,null,null,null,null,null,null,null,null,null,null,null,null,"00:08:05",53.734000000000002,47.954999999999998,52.991,25.050999999999998]
[null,null,null,null,null,null,null,null,null,null,null,null,null,null,null,null,null,null,null,null,null,null,null,null,null,null,null,null,null,null,null,null,null,null,null,null,null,null,null,null,null,null,null,null,null,null,null,null,null,null,null,null,null,null,null,null,null,null,null,null,null,null,null,null,null,null,null,null,null,null,null,null,null,null,null,null,null,null,null,null,null,null,null,null,null,null,null,null,"00:08:06",53.792000000000002,48.183,53.085000000000001,25.106000000000002]
[null,null,null,null,null,null,null,null,null,null,null,null,null,null,null,null,null,null,null,null,null,null,null,null,null,null,null,null,null,null,null,null,null,null,null,null,null,null,null,null,null,null,null,null,null,null,null,null,null,null,null,null,null,null,null,null,null,null,null,null,null,null,null,null,null,null,null,null,null,null,null,null,null,null,null,null,null,null,null,null,null,null,null,null,null,null,null,null,"00:08:08",53.98,48.503,53.28,25.106000000000002]
[null,null,null,null,null,null,null,null,null,null,null,null,null,null,null,null,null,null,null,null,null,null,null,null,null,null,null,null,null,null,null,null,null,null,null,null,null,null,null,null,null,null,null,null,null,null,null,null,null,null,null,null,null,null,null,null,null,null,null,null,null,null,null,null,null,null,null,null,null,null,null,null,null,null,null,null,null,null,null,null,null,null,null,null,null,null,null,null,"00:08:09",54.106000000000002,48.603999999999999,53.387999999999998,25.099]
[null,null,null,null,null,null,null,null,null,null,null,null,null,null,null,null,null,null,null,null,null,null,null,null,null,null,null,null,null,null,null,null,null,null,null,null,null,null,null,null,null,null,null,null,null,null,null,null,null,null,null,null,null,null,null,null,null,null,null,null,null,null,null,null,null,null,null,null,null,null,null,null,null,null,null,null,null,null,null,null,null,null,null,null,null,null,null,null,"00:08:12",54.445999999999998,48.837000000000003,53.67,25.1]
[null,null,null,null,null,null,null,null,null,null,null,null,null,null,null,null,null,null,null,null,null,null,null,null,null,null,null,null,null,null,null,null,null,null,null,null,null,null,null,null,null,null,null,null,null,null,null,null,null,null,null,null,null,null,null,null,null,null,null,null,null,null,null,null,null,null,null,null,null,null,null,null,null,null,null,null,null,null,null,null,null,null,null,null,null,null,null,null,"00:08:13",54.54,48.887999999999998,53.768000000000001,25.151]
[null,null,null,null,null,null,null,null,null,null,null,null,null,null,null,null,null,null,null,null,null,null,null,null,null,null,null,null,null,null,null,null,null,null,null,null,null,null,null,null,null,null,null,null,null,null,null,null,null,null,null,null,null,null,null,null,null,null,null,null,null,null,null,null,null,null,null,null,null,null,null,null,null,null,null,null,null,null,null,null,null,null,null,null,null,null,null,null,"00:08:15",54.728000000000002,49.040999999999997,53.941000000000003,25.166]
[null,null,null,null,null,null,null,null,null,null,null,null,null,null,null,null,null,null,null,null,null,null,null,null,null,null,null,null,null,null,null,null,null,null,null,null,null,null,null,null,null,null,null,null,null,null,null,null,null,null,null,null,null,null,null,null,null,null,null,null,null,null,null,null,null,null,null,null,null,null,null,null,null,null,null,null,null,null,null,null,null,null,null,null,null,null,null,null,"00:08:16",54.814999999999998,49.11,54.017000000000003,25.202999999999999]
[null,null,null,null,null,null,null,null,null,null,null,null,null,null,null,null,null,null,null,null,null,null,null,null,null,null,null,null,null,null,null,null,null,null,null,null,null,null,null,null,null,null,null,null,null,null,null,null,null,null,null,null,null,null,null,null,null,null,null,null,null,null,null,null,null,null,null,null,null,null,null,null,null,null,null,null,null,null,null,null,null,null,null,null,null,null,null,null,"00:08:19",55.021000000000001,49.331000000000003,54.259,25.399000000000001]
[null,null,null,null,null,null,null,null,null,null,null,null,null,null,null,null,null,null,null,null,null,null,null,null,null,null,null,null,null,null,null,null,null,null,null,null,null,null,null,null,null,null,null,null,null,null,null,null,null,null,null,null,null,null,null,null,null,null,null,null,null,null,null,null,null,null,null,null,null,null,null,null,null,null,null,null,null,null,null,null,null,null,null,null,null,null,null,null,"00:08:20",55.082000000000001,49.396999999999998,54.343000000000004,25.381]
[null,null,null,null,null,null,null,null,null,null,null,null,null,null,null,null,null,null,null,null,null,null,null,null,null,null,null,null,null,null,null,null,null,null,null,null,null,null,null,null,null,null,null,null,null,null,null,null,null,null,null,null,null,null,null,null,null,null,null,null,null,null,null,null,null,null,null,null,null,null,null,null,null,null,null,null,null,null,null,null,null,null,null,null,null,null,null,null,"00:08:22",55.209000000000003,49.534999999999997,54.472999999999999,25.337]
[null,null,null,null,null,null,null,null,null,null,null,null,null,null,null,null,null,null,null,null,null,null,null,null,null,null,null,null,null,null,null,null,null,null,null,null,null,null,null,null,null,null,null,null,null,null,null,null,null,null,null,null,null,null,null,null,null,null,null,null,null,null,null,null,null,null,null,null,null,null,null,null,null,null,null,null,null,null,null,null,null,null,null,null,null,null,null,null,"00:08:23",55.262999999999998,49.606999999999999,54.527000000000001,25.3]
[null,null,null,null,null,null,null,null,null,null,null,null,null,null,null,null,null,null,null,null,null,null,null,null,null,null,null,null,null,null,null,null,null,null,null,null,null,null,null,null,null,null,null,null,null,null,null,null,null,null,null,null,null,null,null,null,null,null,null,null,null,null,null,null,null,null,null,null,null,null,null,null,null,null,null,null,null,null,null,null,null,null,null,null,null,null,null,null,"00:08:26",55.421999999999997,49.811,54.694000000000003,25.352]
[null,null,null,null,null,null,null,null,null,null,null,null,null,null,null,null,null,null,null,null,null,null,null,null,null,null,null,null,null,null,null,null,null,null,null,null,null,null,null,null,null,null,null,null,null,null,null,null,null,null,null,null,null,null,null,null,null,null,null,null,null,null,null,null,null,null,null,null,null,null,null,null,null,null,null,null,null,null,null,null,null,null,null,null,null,null,null,null,"00:08:27",55.469000000000001,49.88,54.755000000000003,25.363]
[null,null,null,null,null,null,null,null,null,null,null,null,null,null,null,null,null,null,null,null,null,null,null,null,null,null,null,null,null,null,null,null,null,null,null,null,null,null,null,null,null,null,null,null,null,null,null,null,null,null,null,null,null,null,null,null,null,null,null,null,null,null,null,null,null,null,null,null,null,null,null,null,null,null,null,null,null,null,null,null,null,null,null,null,null,null,null,null,"00:08:29",55.56,50,54.848999999999997,25.344999999999999]
[null,null,null,null,null,null,null,null,null,null,null,null,null,null,null,null,null,null,null,null,null,null,null,null,null,null,null,null,null,null,null,null,null,null,null,null,null,null,null,null,null,null,null,null,null,null,null,null,null,null,null,null,null,null,null,null,null,null,null,null,null,null,null,null,null,null,null,null,null,null,null,null,null,null,null,null,null,null,null,null,null,null,null,null,null,null,null,null,"00:08:30",55.6,50.046999999999997,54.9,25.408000000000001]
[null,null,null,null,null,null,null,null,null,null,null,null,null,null,null,null,null,null,null,null,null,null,null,null,null,null,null,null,null,null,null,null,null,null,null,null,null,null,null,null,null,null,null,null,null,null,null,null,null,null,null,null,null,null,null,null,null,null,null,null,null,null,null,null,null,null,null,null,null,null,null,null,null,null,null,null,null,null,null,null,null,null,null,null,null,null,null,null,"00:08:33",55.773000000000003,50.173999999999999,55.094999999999999,25.449000000000002]
[null,null,null,null,null,null,null,null,null,null,null,null,null,null,null,null,null,null,null,null,null,null,null,null,null,null,null,null,null,null,null,null,null,null,null,null,null,null,null,null,null,null,null,null,null,null,null,null,null,null,null,null,null,null,null,null,null,null,null,null,null,null,null,null,null,null,null,null,null,null,null,null,null,null,null,null,null,null,null,null,null,null,null,null,null,null,null,null,"00:08:34",55.813000000000002,50.195999999999998,55.149000000000001,25.411999999999999]
[null,null,null,null,null,null,null,null,null,null,null,null,null,null,null,null,null,null,null,null,null,null,null,null,null,null,null,null,null,null,null,null,null,null,null,null,null,null,null,null,null,null,null,null,null,null,null,null,null,null,null,null,null,null,null,null,null,null,null,null,null,null,null,null,null,null,null,null,null,null,null,null,null,null,null,null,null,null,null,null,null,null,null,null,null,null,null,null,"00:08:36",55.924999999999997,50.286000000000001,55.271999999999998,25.475000000000001]
[null,null,null,null,null,null,null,null,null,null,null,null,null,null,null,null,null,null,null,null,null,null,null,null,null,null,null,null,null,null,null,null,null,null,null,null,null,null,null,null,null,null,null,null,null,null,null,null,null,null,null,null,null,null,null,null,null,null,null,null,null,null,null,null,null,null,null,null,null,null,null,null,null,null,null,null,null,null,null,null,null,null,null,null,null,null,null,null,"00:08:37",55.982999999999997,50.344000000000001,55.326999999999998,25.523]
[null,null,null,null,null,null,null,null,null,null,null,null,null,null,null,null,null,null,null,null,null,null,null,null,null,null,null,null,null,null,null,null,null,null,null,null,null,null,null,null,null,null,null,null,null,null,null,null,null,null,null,null,null,null,null,null,null,null,null,null,null,null,null,null,null,null,null,null,null,null,null,null,null,null,null,null,null,null,null,null,null,null,null,null,null,null,null,null,"00:08:40",56.128,50.423999999999999,55.521999999999998,25.538]
[null,null,null,null,null,null,null,null,null,null,null,null,null,null,null,null,null,null,null,null,null,null,null,null,null,null,null,null,null,null,null,null,null,null,null,null,null,null,null,null,null,null,null,null,null,null,null,null,null,null,null,null,null,null,null,null,null,null,null,null,null,null,null,null,null,null,null,null,null,null,null,null,null,null,null,null,null,null,null,null,null,null,null,null,null,null,null,null,"00:08:41",56.174999999999997,50.438000000000002,55.587000000000003,25.564]
[null,null,null,null,null,null,null,null,null,null,null,null,null,null,null,null,null,null,null,null,null,null,null,null,null,null,null,null,null,null,null,null,null,null,null,null,null,null,null,null,null,null,null,null,null,null,null,null,null,null,null,null,null,null,null,null,null,null,null,null,null,null,null,null,null,null,null,null,null,null,null,null,null,null,null,null,null,null,null,null,null,null,null,null,null,null,null,null,"00:08:43",56.24,50.468000000000004,55.720999999999997,25.486999999999998]
[null,null,null,null,null,null,null,null,null,null,null,null,null,null,null,null,null,null,null,null,null,null,null,null,null,null,null,null,null,null,null,null,null,null,null,null,null,null,null,null,null,null,null,null,null,null,null,null,null,null,null,null,null,null,null,null,null,null,null,null,null,null,null,null,null,null,null,null,null,null,null,null,null,null,null,null,null,null,null,null,null,null,null,null,null,null,null,null,"00:08:44",56.265999999999998,50.485999999999997,55.774999999999999,25.484000000000002]
[null,null,null,null,null,null,null,null,null,null,null,null,null,null,null,null,null,null,null,null,null,null,null,null,null,null,null,null,null,null,null,null,null,null,null,null,null,null,null,null,null,null,null,null,null,null,null,null,null,null,null,null,null,null,null,null,null,null,null,null,null,null,null,null,null,null,null,null,null,null,null,null,null,null,null,null,null,null,null,null,null,null,null,null,null,null,null,null,"00:08:47",56.36,50.584000000000003,55.884,25.532]
[null,null,null,null,null,null,null,null,null,null,null,null,null,null,null,null,null,null,null,null,null,null,null,null,null,null,null,null,null,null,null,null,null,null,null,null,null,null,null,null,null,null,null,null,null,null,null,null,null,null,null,null,null,null,null,null,null,null,null,null,null,null,null,null,null,null,null,null,null,null,null,null,null,null,null,null,null,null,null,null,null,null,null,null,null,null,null,null,"00:08:48",56.381999999999998,50.62,55.902000000000001,25.584]
[null,null,null,null,null,null,null,null,null,null,null,null,null,null,null,null,null,null,null,null,null,null,null,null,null,null,null,null,null,null,null,null,null,null,null,null,null,null,null,null,null,null,null,null,null,null,null,null,null,null,null,null,null,null,null,null,null,null,null,null,null,null,null,null,null,null,null,null,null,null,null,null,null,null,null,null,null,null,null,null,null,null,null,null,null,null,null,null,"00:08:50",56.457999999999998,50.695999999999998,55.938000000000002,25.654]
[null,null,null,null,null,null,null,null,null,null,null,null,null,null,null,null,null,null,null,null,null,null,null,null,null,null,null,null,null,null,null,null,null,null,null,null,null,null,null,null,null,null,null,null,null,null,null,null,null,null,null,null,null,null,null,null,null,null,null,null,null,null,null,null,null,null,null,null,null,null,null,null,null,null,null,null,null,null,null,null,null,null,null,null,null,null,null,null,"00:08:51",56.491,50.728999999999999,55.966999999999999,25.584]
[null,null,null,null,null,null,null,null,null,null,null,null,null,null,null,null,null,null,null,null,null,null,null,null,null,null,null,null,null,null,null,null,null,null,null,null,null,null,null,null,null,null,null,null,null,null,null,null,null,null,null,null,null,null,null,null,null,null,null,null,null,null,null,null,null,null,null,null,null,null,null,null,null,null,null,null,null,null,null,null,null,null,null,null,null,null,null,null,"00:08:54",56.588000000000001,50.793999999999997,56.069000000000003,25.646999999999998]
[null,null,null,null,null,null,null,null,null,null,null,null,null,null,null,null,null,null,null,null,null,null,null,null,null,null,null,null,null,null,null,null,null,null,null,null,null,null,null,null,null,null,null,null,null,null,null,null,null,null,null,null,null,null,null,null,null,null,null,null,null,null,null,null,null,null,null,null,null,null,null,null,null,null,null,null,null,null,null,null,null,null,null,null,null,null,null,null,"00:08:55",56.616999999999997,50.811999999999998,56.097999999999999,25.669]
[null,null,null,null,null,null,null,null,null,null,null,null,null,null,null,null,null,null,null,null,null,null,null,null,null,null,null,null,null,null,null,null,null,null,null,null,null,null,null,null,null,null,null,null,null,null,null,null,null,null,null,null,null,null,null,null,null,null,null,null,null,null,null,null,null,null,null,null,null,null,null,null,null,null,null,null,null,null,null,null,null,null,null,null,null,null,null,null,"00:08:57",56.661000000000001,50.826999999999998,56.142000000000003,25.812999999999999]
[null,null,null,null,null,null,null,null,null,null,null,null,null,null,null,null,null,null,null,null,null,null,null,null,null,null,null,null,null,null,null,null,null,null,null,null,null,null,null,null,null,null,null,null,null,null,null,null,null,null,null,null,null,null,null,null,null,null,null,null,null,null,null,null,null,null,null,null,null,null,null,null,null,null,null,null,null,null,null,null,null,null,null,null,null,null,null,null,"00:08:58",56.683,50.838000000000001,56.16,25.88]
[null,null,null,null,null,null,null,null,null,null,null,null,null,null,null,null,null,null,null,null,null,null,null,null,null,null,null,null,null,null,null,null,null,null,null,null,null,null,null,null,null,null,null,null,null,null,null,null,null,null,null,null,null,null,null,null,null,null,null,null,null,null,null,null,null,null,null,null,null,null,null,null,null,null,null,null,null,null,null,null,null,null,null,null,null,null,null,null,"00:09:01",56.741,50.889000000000003,56.253999999999998,25.824999999999999]
[null,null,null,null,null,null,null,null,null,null,null,null,null,null,null,null,null,null,null,null,null,null,null,null,null,null,null,null,null,null,null,null,null,null,null,null,null,null,null,null,null,null,null,null,null,null,null,null,null,null,null,null,null,null,null,null,null,null,null,null,null,null,null,null,null,null,null,null,null,null,null,null,null,null,null,null,null,null,null,null,null,null,null,null,null,null,null,null,"00:09:02",56.762999999999998,50.906999999999996,56.276000000000003,25.814]
[null,null,null,null,null,null,null,null,null,null,null,null,null,null,null,null,null,null,null,null,null,null,null,null,null,null,null,null,null,null,null,null,null,null,null,null,null,null,null,null,null,null,null,null,null,null,null,null,null,null,null,null,null,null,null,null,null,null,null,null,null,null,null,null,null,null,null,null,null,null,null,null,null,null,null,null,null,null,null,null,null,null,null,null,null,null,null,null,"00:09:04",56.81,50.94,56.33,25.859000000000002]
[null,null,null,null,null,null,null,null,null,null,null,null,null,null,null,null,null,null,null,null,null,null,null,null,null,null,null,null,null,null,null,null,null,null,null,null,null,null,null,null,null,null,null,null,null,null,null,null,null,null,null,null,null,null,null,null,null,null,null,null,null,null,null,null,null,null,null,null,null,null,null,null,null,null,null,null,null,null,null,null,null,null,null,null,null,null,null,null,"00:09:05",56.828000000000003,50.957999999999998,56.356000000000002,25.818000000000001]
[null,null,null,null,null,null,null,null,null,null,null,null,null,null,null,null,null,null,null,null,null,null,null,null,null,null,null,null,null,null,null,null,null,null,null,null,null,null,null,null,null,null,null,null,null,null,null,null,null,null,null,null,null,null,null,null,null,null,null,null,null,null,null,null,null,null,null,null,null,null,null,null,null,null,null,null,null,null,null,null,null,null,null,null,null,null,null,null,"00:09:08",56.89,51.027000000000001,56.396000000000001,25.867000000000001]
[null,null,null,null,null,null,null,null,null,null,null,null,null,null,null,null,null,null,null,null,null,null,null,null,null,null,null,null,null,null,null,null,null,null,null,null,null,null,null,null,null,null,null,null,null,null,null,null,null,null,null,null,null,null,null,null,null,null,null,null,null,null,null,null,null,null,null,null,null,null,null,null,null,null,null,null,null,null,null,null,null,null,null,null,null,null,null,null,"00:09:09",56.915999999999997,51.055999999999997,56.402999999999999,25.893000000000001]
[null,null,null,null,null,null,null,null,null,null,null,null,null,null,null,null,null,null,null,null,null,null,null,null,null,null,null,null,null,null,null,null,null,null,null,null,null,null,null,null,null,null,null,null,null,null,null,null,null,null,null,null,null,null,null,null,null,null,null,null,null,null,null,null,null,null,null,null,null,null,null,null,null,null,null,null,null,null,null,null,null,null,null,null,null,null,null,null,"00:09:11",56.991999999999997,51.085000000000001,56.442999999999998,25.9]
[null,null,null,null,null,null,null,null,null,null,null,null,null,null,null,null,null,null,null,null,null,null,null,null,null,null,null,null,null,null,null,null,null,null,null,null,null,null,null,null,null,null,null,null,null,null,null,null,null,null,null,null,null,null,null,null,null,null,null,null,null,null,null,null,null,null,null,null,null,null,null,null,null,null,null,null,null,null,null,null,null,null,null,null,null,null,null,null,"00:09:12",56.999000000000002,51.078000000000003,56.465000000000003,25.922000000000001]
[null,null,null,null,null,null,null,null,null,null,null,null,null,null,null,null,null,null,null,null,null,null,null,null,null,null,null,null,null,null,null,null,null,null,null,null,null,null,null,null,null,null,null,null,null,null,null,null,null,null,null,null,null,null,null,null,null,null,null,null,null,null,null,null,null,null,null,null,null,null,null,null,null,null,null,null,null,null,null,null,null,null,null,null,null,null,null,null,"00:09:14",57.039000000000001,51.103999999999999,56.487000000000002,26.25]
[null,null,null,null,null,null,null,null,null,null,null,null,null,null,null,null,null,null,null,null,null,null,null,null,null,null,null,null,null,null,null,null,null,null,null,null,null,null,null,null,null,null,null,null,null,null,null,null,null,null,null,null,null,null,null,null,null,null,null,null,null,null,null,null,null,null,null,null,null,null,null,null,null,null,null,null,null,null,null,null,null,null,null,null,null,null,null,null,"00:09:15",57.061,51.115000000000002,56.497999999999998,26.382999999999999]
[null,null,null,null,null,null,null,null,null,null,null,null,null,null,null,null,null,null,null,null,null,null,null,null,null,null,null,null,null,null,null,null,null,null,null,null,null,null,null,null,null,null,null,null,null,null,null,null,null,null,null,null,null,null,null,null,null,null,null,null,null,null,null,null,null,null,null,null,null,null,null,null,null,null,null,null,null,null,null,null,null,null,null,null,null,null,null,null,"00:09:18",57.115000000000002,51.204999999999998,56.537999999999997,26.17]
[null,null,null,null,null,null,null,null,null,null,null,null,null,null,null,null,null,null,null,null,null,null,null,null,null,null,null,null,null,null,null,null,null,null,null,null,null,null,null,null,null,null,null,null,null,null,null,null,null,null,null,null,null,null,null,null,null,null,null,null,null,null,null,null,null,null,null,null,null,null,null,null,null,null,null,null,null,null,null,null,null,null,null,null,null,null,null,null,"00:09:19",57.125999999999998,51.22,56.563000000000002,26.122]
[null,null,null,null,null,null,null,null,null,null,null,null,null,null,null,null,null,null,null,null,null,null,null,null,null,null,null,null,null,null,null,null,null,null,null,null,null,null,null,null,null,null,null,null,null,null,null,null,null,null,null,null,null,null,null,null,null,null,null,null,null,null,null,null,null,null,null,null,null,null,null,null,null,null,null,null,null,null,null,null,null,null,null,null,null,null,null,null,"00:09:21",57.145000000000003,51.226999999999997,56.595999999999997,26.041]
[null,null,null,null,null,null,null,null,null,null,null,null,null,null,null,null,null,null,null,null,null,null,null,null,null,null,null,null,null,null,null,null,null,null,null,null,null,null,null,null,null,null,null,null,null,null,null,null,null,null,null,null,null,null,null,null,null,null,null,null,null,null,null,null,null,null,null,null,null,null,null,null,null,null,null,null,null,null,null,null,null,null,null,null,null,null,null,null,"00:09:22",57.17,51.234999999999999,56.613999999999997,25.983000000000001]
[null,null,null,null,null,null,null,null,null,null,null,null,null,null,null,null,null,null,null,null,null,null,null,null,null,null,null,null,null,null,null,null,null,null,null,null,null,null,null,null,null,null,null,null,null,null,null,null,null,null,null,null,null,null,null,null,null,null,null,null,null,null,null,null,null,null,null,null,null,null,null,null,null,null,null,null,null,null,null,null,null,null,null,null,null,null,null,null,"00:09:25",57.220999999999997,51.292999999999999,56.658000000000001,26.116]
[null,null,null,null,null,null,null,null,null,null,null,null,null,null,null,null,null,null,null,null,null,null,null,null,null,null,null,null,null,null,null,null,null,null,null,null,null,null,null,null,null,null,null,null,null,null,null,null,null,null,null,null,null,null,null,null,null,null,null,null,null,null,null,null,null,null,null,null,null,null,null,null,null,null,null,null,null,null,null,null,null,null,null,null,null,null,null,null,"00:09:26",57.228000000000002,51.314999999999998,56.668999999999997,26.23]
[null,null,null,null,null,null,null,null,null,null,null,null,null,null,null,null,null,null,null,null,null,null,null,null,null,null,null,null,null,null,null,null,null,null,null,null,null,null,null,null,null,null,null,null,null,null,null,null,null,null,null,null,null,null,null,null,null,null,null,null,null,null,null,null,null,null,null,null,null,null,null,null,null,null,null,null,null,null,null,null,null,null,null,null,null,null,null,null,"00:09:28",57.146000000000001,51.301000000000002,56.709000000000003,26.306999999999999]
[null,null,null,null,null,null,null,null,null,null,null,null,null,null,null,null,null,null,null,null,null,null,null,null,null,null,null,null,null,null,null,null,null,null,null,null,null,null,null,null,null,null,null,null,null,null,null,null,null,null,null,null,null,null,null,null,null,null,null,null,null,null,null,null,null,null,null,null,null,null,null,null,null,null,null,null,null,null,null,null,null,null,null,null,null,null,null,null,"00:09:29",57.058999999999997,51.076999999999998,56.731000000000002,26.266999999999999]
[null,null,null,null,null,null,null,null,null,null,null,null,null,null,null,null,null,null,null,null,null,null,null,null,null,null,null,null,null,null,null,null,null,null,null,null,null,null,null,null,null,null,null,null,null,null,null,null,null,null,null,null,null,null,null,null,null,null,null,null,null,null,null,null,null,null,null,null,null,null,null,null,null,null,null,null,null,null,null,null,null,null,null,null,null,null,null,null,"00:09:32",56.8,51.02,56.811,26.257000000000001]
[null,null,null,null,null,null,null,null,null,null,null,null,null,null,null,null,null,null,null,null,null,null,null,null,null,null,null,null,null,null,null,null,null,null,null,null,null,null,null,null,null,null,null,null,null,null,null,null,null,null,null,null,null,null,null,null,null,null,null,null,null,null,null,null,null,null,null,null,null,null,null,null,null,null,null,null,null,null,null,null,null,null,null,null,null,null,null,null,"00:09:33",56.792999999999999,51.06,56.825000000000003,26.353000000000002]
[null,null,null,null,null,null,null,null,null,null,null,null,null,null,null,null,null,null,null,null,null,null,null,null,null,null,null,null,null,null,null,null,null,null,null,null,null,null,null,null,null,null,null,null,null,null,null,null,null,null,null,null,null,null,null,null,null,null,null,null,null,null,null,null,null,null,null,null,null,null,null,null,null,null,null,null,null,null,null,null,null,null,null,null,null,null,null,null,"00:09:35",56.89,51.125,56.857999999999997,26.286000000000001]
[null,null,null,null,null,null,null,null,null,null,null,null,null,null,null,null,null,null,null,null,null,null,null,null,null,null,null,null,null,null,null,null,null,null,null,null,null,null,null,null,null,null,null,null,null,null,null,null,null,null,null,null,null,null,null,null,null,null,null,null,null,null,null,null,null,null,null,null,null,null,null,null,null,null,null,null,null,null,null,null,null,null,null,null,null,null,null,null,"00:09:36",56.945,51.161000000000001,56.866,26.276]
[null,null,null,null,null,null,null,null,null,null,null,null,null,null,null,null,null,null,null,null,null,null,null,null,null,null,null,null,null,null,null,null,null,null,null,null,null,null,null,null,null,null,null,null,null,null,null,null,null,null,null,null,null,null,null,null,null,null,null,null,null,null,null,null,null,null,null,null,null,null,null,null,null,null,null,null,null,null,null,null,null,null,null,null,null,null,null,null,"00:09:39",57.119,51.292000000000002,56.87,26.335000000000001]
[null,null,null,null,null,null,null,null,null,null,null,null,null,null,null,null,null,null,null,null,null,null,null,null,null,null,null,null,null,null,null,null,null,null,null,null,null,null,null,null,null,null,null,null,null,null,null,null,null,null,null,null,null,null,null,null,null,null,null,null,null,null,null,null,null,null,null,null,null,null,null,null,null,null,null,null,null,null,null,null,null,null,null,null,null,null,null,null,"00:09:40",57.18,51.313000000000002,56.863,26.24]
[null,null,null,null,null,null,null,null,null,null,null,null,null,null,null,null,null,null,null,null,null,null,null,null,null,null,null,null,null,null,null,null,null,null,null,null,null,null,null,null,null,null,null,null,null,null,null,null,null,null,null,null,null,null,null,null,null,null,null,null,null,null,null,null,null,null,null,null,null,null,null,null,null,null,null,null,null,null,null,null,null,null,null,null,null,null,null,null,"00:09:42",57.262999999999998,51.335000000000001,56.851999999999997,26.187999999999999]
[null,null,null,null,null,null,null,null,null,null,null,null,null,null,null,null,null,null,null,null,null,null,null,null,null,null,null,null,null,null,null,null,null,null,null,null,null,null,null,null,null,null,null,null,null,null,null,null,null,null,null,null,null,null,null,null,null,null,null,null,null,null,null,null,null,null,null,null,null,null,null,null,null,null,null,null,null,null,null,null,null,null,null,null,null,null,null,null,"00:09:43",57.292000000000002,51.343000000000004,56.847999999999999,26.181000000000001]
[null,null,null,null,null,null,null,null,null,null,null,null,null,null,null,null,null,null,null,null,null,null,null,null,null,null,null,null,null,null,null,null,null,null,null,null,null,null,null,null,null,null,null,null,null,null,null,null,null,null,null,null,null,null,null,null,null,null,null,null,null,null,null,null,null,null,null,null,null,null,null,null,null,null,null,null,null,null,null,null,null,null,null,null,null,null,null,null,"00:09:46",57.357999999999997,51.408000000000001,56.853000000000002,26.184999999999999]
[null,null,null,null,null,null,null,null,null,null,null,null,null,null,null,null,null,null,null,null,null,null,null,null,null,null,null,null,null,null,null,null,null,null,null,null,null,null,null,null,null,null,null,null,null,null,null,null,null,null,null,null,null,null,null,null,null,null,null,null,null,null,null,null,null,null,null,null,null,null,null,null,null,null,null,null,null,null,null,null,null,null,null,null,null,null,null,null,"00:09:47",57.369,51.415999999999997,56.845999999999997,26.13]
[null,null,null,null,null,null,null,null,null,null,null,null,null,null,null,null,null,null,null,null,null,null,null,null,null,null,null,null,null,null,null,null,null,null,null,null,null,null,null,null,null,null,null,null,null,null,null,null,null,null,null,null,null,null,null,null,null,null,null,null,null,null,null,null,null,null,null,null,null,null,null,null,null,null,null,null,null,null,null,null,null,null,null,null,null,null,null,null,"00:09:49",57.411999999999999,51.433999999999997,56.853000000000002,26.094000000000001]
[null,null,null,null,null,null,null,null,null,null,null,null,null,null,null,null,null,null,null,null,null,null,null,null,null,null,null,null,null,null,null,null,null,null,null,null,null,null,null,null,null,null,null,null,null,null,null,null,null,null,null,null,null,null,null,null,null,null,null,null,null,null,null,null,null,null,null,null,null,null,null,null,null,null,null,null,null,null,null,null,null,null,null,null,null,null,null,null,"00:09:50",57.423000000000002,51.445,56.86,26.056999999999999]
[null,null,null,null,null,null,null,null,null,null,null,null,null,null,null,null,null,null,null,null,null,null,null,null,null,null,null,null,null,null,null,null,null,null,null,null,null,null,null,null,null,null,null,null,null,null,null,null,null,null,null,null,null,null,null,null,null,null,null,null,null,null,null,null,null,null,null,null,null,null,null,null,null,null,null,null,null,null,null,null,null,null,null,null,null,null,null,null,"00:09:53",57.46,51.499000000000002,56.872,26.178999999999998]
[null,null,null,null,null,null,null,null,null,null,null,null,null,null,null,null,null,null,null,null,null,null,null,null,null,null,null,null,null,null,null,null,null,null,null,null,null,null,null,null,null,null,null,null,null,null,null,null,null,null,null,null,null,null,null,null,null,null,null,null,null,null,null,null,null,null,null,null,null,null,null,null,null,null,null,null,null,null,null,null,null,null,null,null,null,null,null,null,"00:09:54",57.484999999999999,51.503,56.875999999999998,26.161000000000001]
[null,null,null,null,null,null,null,null,null,null,null,null,null,null,null,null,null,null,null,null,null,null,null,null,null,null,null,null,null,null,null,null,null,null,null,null,null,null,null,null,null,null,null,null,null,null,null,null,null,null,null,null,null,null,null,null,null,null,null,null,null,null,null,null,null,null,null,null,null,null,null,null,null,null,null,null,null,null,null,null,null,null,null,null,null,null,null,null,"00:09:56",57.536000000000001,51.518000000000001,56.911999999999999,26.297000000000001]
[null,null,null,null,null,null,null,null,null,null,null,null,null,null,null,null,null,null,null,null,null,null,null,null,null,null,null,null,null,null,null,null,null,null,null,null,null,null,null,null,null,null,null,null,null,null,null,null,null,null,null,null,null,null,null,null,null,null,null,null,null,null,null,null,null,null,null,null,null,null,null,null,null,null,null,null,null,null,null,null,null,null,null,null,null,null,null,null,"00:09:57",57.542999999999999,51.511000000000003,56.936999999999998,26.36]
[null,null,null,null,null,null,null,null,null,null,null,null,null,null,null,null,null,null,null,null,null,null,null,null,null,null,null,null,null,null,null,null,null,null,null,null,null,null,null,null,null,null,null,null,null,null,null,null,null,null,null,null,null,null,null,null,null,null,null,null,null,null,null,null,null,null,null,null,null,null,null,null,null,null,null,null,null,null,null,null,null,null,null,null,null,null,null,null,"00:10:00",57.587000000000003,51.536999999999999,56.959000000000003,26.341999999999999]
[null,null,null,null,null,null,null,null,null,null,null,null,null,null,null,null,null,null,null,null,null,null,null,null,null,null,null,null,null,null,null,null,null,null,null,null,null,null,null,null,null,null,null,null,null,null,null,null,null,null,null,null,null,null,null,null,null,null,null,null,null,null,null,null,null,null,null,null,null,null,null,null,null,null,null,null,null,null,null,null,null,null,null,null,null,null,null,null,"00:10:01",57.604999999999997,51.551000000000002,56.963000000000001,26.294]
[null,null,null,null,null,null,null,null,null,null,null,null,null,null,null,null,null,null,null,null,null,null,null,null,null,null,null,null,null,null,null,null,null,null,null,null,null,null,null,null,null,null,null,null,null,null,null,null,null,null,null,null,null,null,null,null,null,null,null,null,null,null,null,null,null,null,null,null,null,null,null,null,null,null,null,null,null,null,null,null,null,null,null,null,null,null,null,null,"00:10:03",57.667000000000002,51.573,56.988999999999997,26.236000000000001]
[null,null,null,null,null,null,null,null,null,null,null,null,null,null,null,null,null,null,null,null,null,null,null,null,null,null,null,null,null,null,null,null,null,null,null,null,null,null,null,null,null,null,null,null,null,null,null,null,null,null,null,null,null,null,null,null,null,null,null,null,null,null,null,null,null,null,null,null,null,null,null,null,null,null,null,null,null,null,null,null,null,null,null,null,null,null,null,null,"00:10:04",57.685000000000002,51.57,57.006999999999998,26.231999999999999]
[null,null,null,null,null,null,null,null,null,null,null,null,null,null,null,null,null,null,null,null,null,null,null,null,null,null,null,null,null,null,null,null,null,null,null,null,null,null,null,null,null,null,null,null,null,null,null,null,null,null,null,null,null,null,null,null,null,null,null,null,null,null,null,null,null,null,null,null,null,null,null,null,null,null,null,null,null,null,null,null,null,null,null,null,null,null,null,null,"00:10:07",57.718000000000004,51.576999999999998,57.04,26.31]
[null,null,null,null,null,null,null,null,null,null,null,null,null,null,null,null,null,null,null,null,null,null,null,null,null,null,null,null,null,null,null,null,null,null,null,null,null,null,null,null,null,null,null,null,null,null,null,null,null,null,null,null,null,null,null,null,null,null,null,null,null,null,null,null,null,null,null,null,null,null,null,null,null,null,null,null,null,null,null,null,null,null,null,null,null,null,null,null,"00:10:08",57.707999999999998,51.585000000000001,57.033000000000001,26.34]
[null,null,null,null,null,null,null,null,null,null,null,null,null,null,null,null,null,null,null,null,null,null,null,null,null,null,null,null,null,null,null,null,null,null,null,null,null,null,null,null,null,null,null,null,null,null,null,null,null,null,null,null,null,null,null,null,null,null,null,null,null,null,null,null,null,null,null,null,null,null,null,null,null,null,null,null,null,null,null,null,null,null,null,null,null,null,null,null,"00:10:10",57.707999999999998,51.628,57.036999999999999,26.265999999999998]
[null,null,null,null,null,null,null,null,null,null,null,null,null,null,null,null,null,null,null,null,null,null,null,null,null,null,null,null,null,null,null,null,null,null,null,null,null,null,null,null,null,null,null,null,null,null,null,null,null,null,null,null,null,null,null,null,null,null,null,null,null,null,null,null,null,null,null,null,null,null,null,null,null,null,null,null,null,null,null,null,null,null,null,null,null,null,null,null,"00:10:11",57.697000000000003,51.643000000000001,57.048000000000002,26.321999999999999]
[null,null,null,null,null,null,null,null,null,null,null,null,null,null,null,null,null,null,null,null,null,null,null,null,null,null,null,null,null,null,null,null,null,null,null,null,null,null,null,null,null,null,null,null,null,null,null,null,null,null,null,null,null,null,null,null,null,null,null,null,null,null,null,null,null,null,null,null,null,null,null,null,null,null,null,null,null,null,null,null,null,null,null,null,null,null,null,null,"00:10:14",57.734000000000002,51.683,57.066000000000003,26.451000000000001]
[null,null,null,null,null,null,null,null,null,null,null,null,null,null,null,null,null,null,null,null,null,null,null,null,null,null,null,null,null,null,null,null,null,null,null,null,null,null,null,null,null,null,null,null,null,null,null,null,null,null,null,null,null,null,null,null,null,null,null,null,null,null,null,null,null,null,null,null,null,null,null,null,null,null,null,null,null,null,null,null,null,null,null,null,null,null,null,null,"00:10:15",57.756,51.68,57.07,26.472999999999999]
[null,null,null,null,null,null,null,null,null,null,null,null,null,null,null,null,null,null,null,null,null,null,null,null,null,null,null,null,null,null,null,null,null,null,null,null,null,null,null,null,null,null,null,null,null,null,null,null,null,null,null,null,null,null,null,null,null,null,null,null,null,null,null,null,null,null,null,null,null,null,null,null,null,null,null,null,null,null,null,null,null,null,null,null,null,null,null,null,"00:10:17",57.741,51.676000000000002,57.063000000000002,26.488]
[null,null,null,null,null,null,null,null,null,null,null,null,null,null,null,null,null,null,null,null,null,null,null,null,null,null,null,null,null,null,null,null,null,null,null,null,null,null,null,null,null,null,null,null,null,null,null,null,null,null,null,null,null,null,null,null,null,null,null,null,null,null,null,null,null,null,null,null,null,null,null,null,null,null,null,null,null,null,null,null,null,null,null,null,null,null,null,null,"00:10:18",57.738,51.709000000000003,57.063000000000002,26.484999999999999]
[null,null,null,null,null,null,null,null,null,null,null,null,null,null,null,null,null,null,null,null,null,null,null,null,null,null,null,null,null,null,null,null,null,null,null,null,null,null,null,null,null,null,null,null,null,null,null,null,null,null,null,null,null,null,null,null,null,null,null,null,null,null,null,null,null,null,null,null,null,null,null,null,null,null,null,null,null,null,null,null,null,null,null,null,null,null,null,null,"00:10:21",57.764000000000003,51.767000000000003,57.082000000000001,26.437000000000001]
[null,null,null,null,null,null,null,null,null,null,null,null,null,null,null,null,null,null,null,null,null,null,null,null,null,null,null,null,null,null,null,null,null,null,null,null,null,null,null,null,null,null,null,null,null,null,null,null,null,null,null,null,null,null,null,null,null,null,null,null,null,null,null,null,null,null,null,null,null,null,null,null,null,null,null,null,null,null,null,null,null,null,null,null,null,null,null,null,"00:10:22",57.774000000000001,51.777999999999999,57.1,26.474]
[null,null,null,null,null,null,null,null,null,null,null,null,null,null,null,null,null,null,null,null,null,null,null,null,null,null,null,null,null,null,null,null,null,null,null,null,null,null,null,null,null,null,null,null,null,null,null,null,null,null,null,null,null,null,null,null,null,null,null,null,null,null,null,null,null,null,null,null,null,null,null,null,null,null,null,null,null,null,null,null,null,null,null,null,null,null,null,null,"00:10:24",57.796999999999997,51.768000000000001,57.125,26.518999999999998]
[null,null,null,null,null,null,null,null,null,null,null,null,null,null,null,null,null,null,null,null,null,null,null,null,null,null,null,null,null,null,null,null,null,null,null,null,null,null,null,null,null,null,null,null,null,null,null,null,null,null,null,null,null,null,null,null,null,null,null,null,null,null,null,null,null,null,null,null,null,null,null,null,null,null,null,null,null,null,null,null,null,null,null,null,null,null,null,null,"00:10:25",57.811,51.746000000000002,57.128999999999998,26.442]
[null,null,null,null,null,null,null,null,null,null,null,null,null,null,null,null,null,null,null,null,null,null,null,null,null,null,null,null,null,null,null,null,null,null,null,null,null,null,null,null,null,null,null,null,null,null,null,null,null,null,null,null,null,null,null,null,null,null,null,null,null,null,null,null,null,null,null,null,null,null,null,null,null,null,null,null,null,null,null,null,null,null,null,null,null,null,null,null,"00:10:28",57.859000000000002,51.747,57.148000000000003,26.553000000000001]
[null,null,null,null,null,null,null,null,null,null,null,null,null,null,null,null,null,null,null,null,null,null,null,null,null,null,null,null,null,null,null,null,null,null,null,null,null,null,null,null,null,null,null,null,null,null,null,null,null,null,null,null,null,null,null,null,null,null,null,null,null,null,null,null,null,null,null,null,null,null,null,null,null,null,null,null,null,null,null,null,null,null,null,null,null,null,null,null,"00:10:29",57.869,51.753999999999998,57.165999999999997,26.457000000000001]
[null,null,null,null,null,null,null,null,null,null,null,null,null,null,null,null,null,null,null,null,null,null,null,null,null,null,null,null,null,null,null,null,null,null,null,null,null,null,null,null,null,null,null,null,null,null,null,null,null,null,null,null,null,null,null,null,null,null,null,null,null,null,null,null,null,null,null,null,null,null,null,null,null,null,null,null,null,null,null,null,null,null,null,null,null,null,null,null,"00:10:31",57.899000000000001,51.771999999999998,57.188000000000002,26.468]
[null,null,null,null,null,null,null,null,null,null,null,null,null,null,null,null,null,null,null,null,null,null,null,null,null,null,null,null,null,null,null,null,null,null,null,null,null,null,null,null,null,null,null,null,null,null,null,null,null,null,null,null,null,null,null,null,null,null,null,null,null,null,null,null,null,null,null,null,null,null,null,null,null,null,null,null,null,null,null,null,null,null,null,null,null,null,null,null,"00:10:32",57.895000000000003,51.765000000000001,57.188000000000002,26.478999999999999]
[null,null,null,null,null,null,null,null,null,null,null,null,null,null,null,null,null,null,null,null,null,null,null,null,null,null,null,null,null,null,null,null,null,null,null,null,null,null,null,null,null,null,null,null,null,null,null,null,null,null,null,null,null,null,null,null,null,null,null,null,null,null,null,null,null,null,null,null,null,null,null,null,null,null,null,null,null,null,null,null,null,null,null,null,null,null,null,null,"00:10:35",57.917000000000002,51.744,57.220999999999997,26.524000000000001]
[null,null,null,null,null,null,null,null,null,null,null,null,null,null,null,null,null,null,null,null,null,null,null,null,null,null,null,null,null,null,null,null,null,null,null,null,null,null,null,null,null,null,null,null,null,null,null,null,null,null,null,null,null,null,null,null,null,null,null,null,null,null,null,null,null,null,null,null,null,null,null,null,null,null,null,null,null,null,null,null,null,null,null,null,null,null,null,null,"00:10:36",57.91,51.725999999999999,57.231999999999999,26.462]
[null,null,null,null,null,null,null,null,null,null,null,null,null,null,null,null,null,null,null,null,null,null,null,null,null,null,null,null,null,null,null,null,null,null,null,null,null,null,null,null,null,null,null,null,null,null,null,null,null,null,null,null,null,null,null,null,null,null,null,null,null,null,null,null,null,null,null,null,null,null,null,null,null,null,null,null,null,null,null,null,null,null,null,null,null,null,null,null,"00:10:38",57.927999999999997,51.744,57.25,26.521000000000001]
[null,null,null,null,null,null,null,null,null,null,null,null,null,null,null,null,null,null,null,null,null,null,null,null,null,null,null,null,null,null,null,null,null,null,null,null,null,null,null,null,null,null,null,null,null,null,null,null,null,null,null,null,null,null,null,null,null,null,null,null,null,null,null,null,null,null,null,null,null,null,null,null,null,null,null,null,null,null,null,null,null,null,null,null,null,null,null,null,"00:10:39",57.917999999999999,51.773000000000003,57.258000000000003,26.568999999999999]
[null,null,null,null,null,null,null,null,null,null,null,null,null,null,null,null,null,null,null,null,null,null,null,null,null,null,null,null,null,null,null,null,null,null,null,null,null,null,null,null,null,null,null,null,null,null,null,null,null,null,null,null,null,null,null,null,null,null,null,null,null,null,null,null,null,null,null,null,null,null,null,null,null,null,null,null,null,null,null,null,null,null,null,null,null,null,null,null,"00:10:41",57.942999999999998,51.817,57.222000000000001,26.532]
[null,null,null,null,null,null,null,null,null,null,null,null,null,null,null,null,null,null,null,null,null,null,null,null,null,null,null,null,null,null,null,null,null,null,null,null,null,null,null,null,null,null,null,null,null,null,null,null,null,null,null,null,null,null,null,null,null,null,null,null,null,null,null,null,null,null,null,null,null,null,null,null,null,null,null,null,null,null,null,null,null,null,null,null,null,null,null,null,"00:10:42",57.957999999999998,51.823999999999998,57.225999999999999,26.477]
[null,null,null,null,null,null,null,null,null,null,null,null,null,null,null,null,null,null,null,null,null,null,null,null,null,null,null,null,null,null,null,null,null,null,null,null,null,null,null,null,null,null,null,null,null,null,null,null,null,null,null,null,null,null,null,null,null,null,null,null,null,null,null,null,null,null,null,null,null,null,null,null,null,null,null,null,null,null,null,null,null,null,null,null,null,null,null,null,"00:10:45",58.037999999999997,51.814,57.28,26.510999999999999]
[null,null,null,null,null,null,null,null,null,null,null,null,null,null,null,null,null,null,null,null,null,null,null,null,null,null,null,null,null,null,null,null,null,null,null,null,null,null,null,null,null,null,null,null,null,null,null,null,null,null,null,null,null,null,null,null,null,null,null,null,null,null,null,null,null,null,null,null,null,null,null,null,null,null,null,null,null,null,null,null,null,null,null,null,null,null,null,null,"00:10:46",58.052,51.802999999999997,57.283999999999999,26.495999999999999]
[null,null,null,null,null,null,null,null,null,null,null,null,null,null,null,null,null,null,null,null,null,null,null,null,null,null,null,null,null,null,null,null,null,null,null,null,null,null,null,null,null,null,null,null,null,null,null,null,null,null,null,null,null,null,null,null,null,null,null,null,null,null,null,null,null,null,null,null,null,null,null,null,null,null,null,null,null,null,null,null,null,null,null,null,null,null,null,null,"00:10:48",58.055999999999997,51.777999999999999,57.295000000000002,26.456]
[null,null,null,null,null,null,null,null,null,null,null,null,null,null,null,null,null,null,null,null,null,null,null,null,null,null,null,null,null,null,null,null,null,null,null,null,null,null,null,null,null,null,null,null,null,null,null,null,null,null,null,null,null,null,null,null,null,null,null,null,null,null,null,null,null,null,null,null,null,null,null,null,null,null,null,null,null,null,null,null,null,null,null,null,null,null,null,null,"00:10:49",58.042000000000002,51.756999999999998,57.31,26.510999999999999]
[null,null,null,null,null,null,null,null,null,null,null,null,null,null,null,null,null,null,null,null,null,null,null,null,null,null,null,null,null,null,null,null,null,null,null,null,null,null,null,null,null,null,null,null,null,null,null,null,null,null,null,null,null,null,null,null,null,null,null,null,null,null,null,null,null,null,null,null,null,null,null,null,null,null,null,null,null,null,null,null,null,null,null,null,null,null,null,null,"00:10:52",58.021000000000001,51.79,57.295999999999999,26.552]
[null,null,null,null,null,null,null,null,null,null,null,null,null,null,null,null,null,null,null,null,null,null,null,null,null,null,null,null,null,null,null,null,null,null,null,null,null,null,null,null,null,null,null,null,null,null,null,null,null,null,null,null,null,null,null,null,null,null,null,null,null,null,null,null,null,null,null,null,null,null,null,null,null,null,null,null,null,null,null,null,null,null,null,null,null,null,null,null,"00:10:53",58.024999999999999,51.822000000000003,57.298999999999999,26.507999999999999]
[null,null,null,null,null,null,null,null,null,null,null,null,null,null,null,null,null,null,null,null,null,null,null,null,null,null,null,null,null,null,null,null,null,null,null,null,null,null,null,null,null,null,null,null,null,null,null,null,null,null,null,null,null,null,null,null,null,null,null,null,null,null,null,null,null,null,null,null,null,null,null,null,null,null,null,null,null,null,null,null,null,null,null,null,null,null,null,null,"00:10:55",58.029000000000003,51.887999999999998,57.289000000000001,26.504999999999999]
[null,null,null,null,null,null,null,null,null,null,null,null,null,null,null,null,null,null,null,null,null,null,null,null,null,null,null,null,null,null,null,null,null,null,null,null,null,null,null,null,null,null,null,null,null,null,null,null,null,null,null,null,null,null,null,null,null,null,null,null,null,null,null,null,null,null,null,null,null,null,null,null,null,null,null,null,null,null,null,null,null,null,null,null,null,null,null,null,"00:10:56",58.029000000000003,51.908999999999999,57.289000000000001,26.504999999999999]
[null,null,null,null,null,null,null,null,null,null,null,null,null,null,null,null,null,null,null,null,null,null,null,null,null,null,null,null,null,null,null,null,null,null,null,null,null,null,null,null,null,null,null,null,null,null,null,null,null,null,null,null,null,null,null,null,null,null,null,null,null,null,null,null,null,null,null,null,null,null,null,null,null,null,null,null,null,null,null,null,null,null,null,null,null,null,null,null,"00:10:59",58.051000000000002,51.953000000000003,57.329000000000001,26.530999999999999]
[null,null,null,null,null,null,null,null,null,null,null,null,null,null,null,null,null,null,null,null,null,null,null,null,null,null,null,null,null,null,null,null,null,null,null,null,null,null,null,null,null,null,null,null,null,null,null,null,null,null,null,null,null,null,null,null,null,null,null,null,null,null,null,null,null,null,null,null,null,null,null,null,null,null,null,null,null,null,null,null,null,null,null,null,null,null,null,null,"00:11:00",58.055,51.917000000000002,57.357999999999997,26.521000000000001]
[null,null,null,null,null,null,null,null,null,null,null,null,null,null,null,null,null,null,null,null,null,null,null,null,null,null,null,null,null,null,null,null,null,null,null,null,null,null,null,null,null,null,null,null,null,null,null,null,null,null,null,null,null,null,null,null,null,null,null,null,null,null,null,null,null,null,null,null,null,null,null,null,null,null,null,null,null,null,null,null,null,null,null,null,null,null,null,null,"00:11:02",58.066000000000003,51.86,57.42,26.462]
[null,null,null,null,null,null,null,null,null,null,null,null,null,null,null,null,null,null,null,null,null,null,null,null,null,null,null,null,null,null,null,null,null,null,null,null,null,null,null,null,null,null,null,null,null,null,null,null,null,null,null,null,null,null,null,null,null,null,null,null,null,null,null,null,null,null,null,null,null,null,null,null,null,null,null,null,null,null,null,null,null,null,null,null,null,null,null,null,"00:11:03",58.08,51.856000000000002,57.408999999999999,26.532]
[null,null,null,null,null,null,null,null,null,null,null,null,null,null,null,null,null,null,null,null,null,null,null,null,null,null,null,null,null,null,null,null,null,null,null,null,null,null,null,null,null,null,null,null,null,null,null,null,null,null,null,null,null,null,null,null,null,null,null,null,null,null,null,null,null,null,null,null,null,null,null,null,null,null,null,null,null,null,null,null,null,null,null,null,null,null,null,null,"00:11:06",58.149000000000001,51.86,57.384,26.594999999999999]
[null,null,null,null,null,null,null,null,null,null,null,null,null,null,null,null,null,null,null,null,null,null,null,null,null,null,null,null,null,null,null,null,null,null,null,null,null,null,null,null,null,null,null,null,null,null,null,null,null,null,null,null,null,null,null,null,null,null,null,null,null,null,null,null,null,null,null,null,null,null,null,null,null,null,null,null,null,null,null,null,null,null,null,null,null,null,null,null,"00:11:07",58.177999999999997,51.85,57.381,26.558]
[null,null,null,null,null,null,null,null,null,null,null,null,null,null,null,null,null,null,null,null,null,null,null,null,null,null,null,null,null,null,null,null,null,null,null,null,null,null,null,null,null,null,null,null,null,null,null,null,null,null,null,null,null,null,null,null,null,null,null,null,null,null,null,null,null,null,null,null,null,null,null,null,null,null,null,null,null,null,null,null,null,null,null,null,null,null,null,null,"00:11:09",58.2,51.85,57.359000000000002,26.57]
[null,null,null,null,null,null,null,null,null,null,null,null,null,null,null,null,null,null,null,null,null,null,null,null,null,null,null,null,null,null,null,null,null,null,null,null,null,null,null,null,null,null,null,null,null,null,null,null,null,null,null,null,null,null,null,null,null,null,null,null,null,null,null,null,null,null,null,null,null,null,null,null,null,null,null,null,null,null,null,null,null,null,null,null,null,null,null,null,"00:11:10",58.192999999999998,51.89,57.331000000000003,26.655000000000001]
[null,null,null,null,null,null,null,null,null,null,null,null,null,null,null,null,null,null,null,null,null,null,null,null,null,null,null,null,null,null,null,null,null,null,null,null,null,null,null,null,null,null,null,null,null,null,null,null,null,null,null,null,null,null,null,null,null,null,null,null,null,null,null,null,null,null,null,null,null,null,null,null,null,null,null,null,null,null,null,null,null,null,null,null,null,null,null,null,"00:11:13",58.197000000000003,51.972999999999999,57.335000000000001,26.692]
[null,null,null,null,null,null,null,null,null,null,null,null,null,null,null,null,null,null,null,null,null,null,null,null,null,null,null,null,null,null,null,null,null,null,null,null,null,null,null,null,null,null,null,null,null,null,null,null,null,null,null,null,null,null,null,null,null,null,null,null,null,null,null,null,null,null,null,null,null,null,null,null,null,null,null,null,null,null,null,null,null,null,null,null,null,null,null,null,"00:11:14",58.19,51.966000000000001,57.35,26.696000000000002]
[null,null,null,null,null,null,null,null,null,null,null,null,null,null,null,null,null,null,null,null,null,null,null,null,null,null,null,null,null,null,null,null,null,null,null,null,null,null,null,null,null,null,null,null,null,null,null,null,null,null,null,null,null,null,null,null,null,null,null,null,null,null,null,null,null,null,null,null,null,null,null,null,null,null,null,null,null,null,null,null,null,null,null,null,null,null,null,null,"00:11:16",58.183,51.948999999999998,57.381999999999998,26.684999999999999]
[null,null,null,null,null,null,null,null,null,null,null,null,null,null,null,null,null,null,null,null,null,null,null,null,null,null,null,null,null,null,null,null,null,null,null,null,null,null,null,null,null,null,null,null,null,null,null,null,null,null,null,null,null,null,null,null,null,null,null,null,null,null,null,null,null,null,null,null,null,null,null,null,null,null,null,null,null,null,null,null,null,null,null,null,null,null,null,null,"00:11:17",58.183,51.956000000000003,57.396999999999998,26.843]
[null,null,null,null,null,null,null,null,null,null,null,null,null,null,null,null,null,null,null,null,null,null,null,null,null,null,null,null,null,null,null,null,null,null,null,null,null,null,null,null,null,null,null,null,null,null,null,null,null,null,null,null,null,null,null,null,null,null,null,null,null,null,null,null,null,null,null,null,null,null,null,null,null,null,null,null,null,null,null,null,null,null,null,null,null,null,null,null,"00:11:20",58.17,51.953000000000003,57.436999999999998,26.847999999999999]
[null,null,null,null,null,null,null,null,null,null,null,null,null,null,null,null,null,null,null,null,null,null,null,null,null,null,null,null,null,null,null,null,null,null,null,null,null,null,null,null,null,null,null,null,null,null,null,null,null,null,null,null,null,null,null,null,null,null,null,null,null,null,null,null,null,null,null,null,null,null,null,null,null,null,null,null,null,null,null,null,null,null,null,null,null,null,null,null,"00:11:21",58.17,51.975000000000001,57.451999999999998,26.832999999999998]
[null,null,null,null,null,null,null,null,null,null,null,null,null,null,null,null,null,null,null,null,null,null,null,null,null,null,null,null,null,null,null,null,null,null,null,null,null,null,null,null,null,null,null,null,null,null,null,null,null,null,null,null,null,null,null,null,null,null,null,null,null,null,null,null,null,null,null,null,null,null,null,null,null,null,null,null,null,null,null,null,null,null,null,null,null,null,null,null,"00:11:23",58.177,51.997,57.463000000000001,26.789000000000001]
[null,null,null,null,null,null,null,null,null,null,null,null,null,null,null,null,null,null,null,null,null,null,null,null,null,null,null,null,null,null,null,null,null,null,null,null,null,null,null,null,null,null,null,null,null,null,null,null,null,null,null,null,null,null,null,null,null,null,null,null,null,null,null,null,null,null,null,null,null,null,null,null,null,null,null,null,null,null,null,null,null,null,null,null,null,null,null,null,"00:11:24",58.180999999999997,52.008000000000003,57.478000000000002,26.745000000000001]
[null,null,null,null,null,null,null,null,null,null,null,null,null,null,null,null,null,null,null,null,null,null,null,null,null,null,null,null,null,null,null,null,null,null,null,null,null,null,null,null,null,null,null,null,null,null,null,null,null,null,null,null,null,null,null,null,null,null,null,null,null,null,null,null,null,null,null,null,null,null,null,null,null,null,null,null,null,null,null,null,null,null,null,null,null,null,null,null,"00:11:25",58.185000000000002,52.012,57.470999999999997,26.812000000000001]
[null,null,null,null,null,null,null,null,null,null,null,null,null,null,null,null,null,null,null,null,null,null,null,null,null,null,null,null,null,null,null,null,null,null,null,null,null,null,null,null,null,null,null,null,null,null,null,null,null,null,null,null,null,null,null,null,null,null,null,null,null,null,null,null,null,null,null,null,null,null,null,null,null,null,null,null,null,null,null,null,null,null,null,null,null,null,null,null,"00:11:26",58.185000000000002,52.000999999999998,57.463999999999999,26.753]
[null,null,null,null,null,null,null,null,null,null,null,null,null,null,null,null,null,null,null,null,null,null,null,null,null,null,null,null,null,null,null,null,null,null,null,null,null,null,null,null,null,null,null,null,null,null,null,null,null,null,null,null,null,null,null,null,null,null,null,null,null,null,null,null,null,null,null,null,null,null,null,null,null,null,null,null,null,null,null,null,null,null,null,null,null,null,null,null,"00:11:27",58.203000000000003,52.005000000000003,57.456000000000003,26.75]
[null,null,null,null,null,null,null,null,null,null,null,null,null,null,null,null,null,null,null,null,null,null,null,null,null,null,null,null,null,null,null,null,null,null,null,null,null,null,null,null,null,null,null,null,null,null,null,null,null,null,null,null,null,null,null,null,null,null,null,null,null,null,null,null,null,null,null,null,null,null,null,null,null,null,null,null,null,null,null,null,null,null,null,null,null,null,null,null,"00:11:28",58.213999999999999,52.008000000000003,57.442,26.774999999999999]
[null,null,null,null,null,null,null,null,null,null,null,null,null,null,null,null,null,null,null,null,null,null,null,null,null,null,null,null,null,null,null,null,null,null,null,null,null,null,null,null,null,null,null,null,null,null,null,null,null,null,null,null,null,null,null,null,null,null,null,null,null,null,null,null,null,null,null,null,null,null,null,null,null,null,null,null,null,null,null,null,null,null,null,null,null,null,null,null,"00:11:29",58.218000000000004,52.015999999999998,57.442,26.757000000000001]
[null,null,null,null,null,null,null,null,null,null,null,null,null,null,null,null,null,null,null,null,null,null,null,null,null,null,null,null,null,null,null,null,null,null,null,null,null,null,null,null,null,null,null,null,null,null,null,null,null,null,null,null,null,null,null,null,null,null,null,null,null,null,null,null,null,null,null,null,null,null,null,null,null,null,null,null,null,null,null,null,null,null,null,null,null,null,null,null,"00:11:30",58.215000000000003,52.012999999999998,57.453000000000003,26.794]
[null,null,null,null,null,null,null,null,null,null,null,null,null,null,null,null,null,null,null,null,null,null,null,null,null,null,null,null,null,null,null,null,null,null,null,null,null,null,null,null,null,null,null,null,null,null,null,null,null,null,null,null,null,null,null,null,null,null,null,null,null,null,null,null,null,null,null,null,null,null,null,null,null,null,null,null,null,null,null,null,null,null,null,null,null,null,null,null,"00:11:31",58.207999999999998,52.005000000000003,57.442999999999998,26.875]
[null,null,null,null,null,null,null,null,null,null,null,null,null,null,null,null,null,null,null,null,null,null,null,null,null,null,null,null,null,null,null,null,null,null,null,null,null,null,null,null,null,null,null,null,null,null,null,null,null,null,null,null,null,null,null,null,null,null,null,null,null,null,null,null,null,null,null,null,null,null,null,null,null,null,null,null,null,null,null,null,null,null,null,null,null,null,null,null,"00:11:32",58.210999999999999,51.997999999999998,57.463999999999999,26.898]
[null,null,null,null,null,null,null,null,null,null,null,null,null,null,null,null,null,null,null,null,null,null,null,null,null,null,null,null,null,null,null,null,null,null,null,null,null,null,null,null,null,null,null,null,null,null,null,null,null,null,null,null,null,null,null,null,null,null,null,null,null,null,null,null,null,null,null,null,null,null,null,null,null,null,null,null,null,null,null,null,null,null,null,null,null,null,null,null,"00:11:33",58.215000000000003,52.002000000000002,57.485999999999997,27.018999999999998]
[null,null,null,null,null,null,null,null,null,null,null,null,null,null,null,null,null,null,null,null,null,null,null,null,null,null,null,null,null,null,null,null,null,null,null,null,null,null,null,null,null,null,null,null,null,null,null,null,null,null,null,null,null,null,null,null,null,null,null,null,null,null,null,null,null,null,null,null,null,null,null,null,null,null,null,null,null,null,null,null,null,null,null,null,null,null,null,null,"00:11:34",58.197000000000003,51.991999999999997,57.494,26.986000000000001]
[null,null,null,null,null,null,null,null,null,null,null,null,null,null,null,null,null,null,null,null,null,null,null,null,null,null,null,null,null,null,null,null,null,null,null,null,null,null,null,null,null,null,null,null,null,null,null,null,null,null,null,null,null,null,null,null,null,null,null,null,null,null,null,null,null,null,null,null,null,null,null,null,null,null,null,null,null,null,null,null,null,null,null,null,null,null,null,null,"00:11:35",58.194000000000003,52.006,57.497,27.007999999999999]
[null,null,null,null,null,null,null,null,null,null,null,null,null,null,null,null,null,null,null,null,null,null,null,null,null,null,null,null,null,null,null,null,null,null,null,null,null,null,null,null,null,null,null,null,null,null,null,null,null,null,null,null,null,null,null,null,null,null,null,null,null,null,null,null,null,null,null,null,null,null,null,null,null,null,null,null,null,null,null,null,null,null,null,null,null,null,null,null,"00:11:36",58.18,52.017000000000003,57.497999999999998,26.965]
[null,null,null,null,null,null,null,null,null,null,null,null,null,null,null,null,null,null,null,null,null,null,null,null,null,null,null,null,null,null,null,null,null,null,null,null,null,null,null,null,null,null,null,null,null,null,null,null,null,null,null,null,null,null,null,null,null,null,null,null,null,null,null,null,null,null,null,null,null,null,null,null,null,null,null,null,null,null,null,null,null,null,null,null,null,null,null,null,"00:11:37",58.176000000000002,52.024000000000001,57.487000000000002,27.009]
[null,null,null,null,null,null,null,null,null,null,null,null,null,null,null,null,null,null,null,null,null,null,null,null,null,null,null,null,null,null,null,null,null,null,null,null,null,null,null,null,null,null,null,null,null,null,null,null,null,null,null,null,null,null,null,null,null,null,null,null,null,null,null,null,null,null,null,null,null,null,null,null,null,null,null,null,null,null,null,null,null,null,null,null,null,null,null,null,"00:11:38",58.186999999999998,52.027999999999999,57.48,27.027000000000001]
[null,null,null,null,null,null,null,null,null,null,null,null,null,null,null,null,null,null,null,null,null,null,null,null,null,null,null,null,null,null,null,null,null,null,null,null,null,null,null,null,null,null,null,null,null,null,null,null,null,null,null,null,null,null,null,null,null,null,null,null,null,null,null,null,null,null,null,null,null,null,null,null,null,null,null,null,null,null,null,null,null,null,null,null,null,null,null,null,"00:11:39",58.191000000000003,52.031999999999996,57.484000000000002,26.960999999999999]
[null,null,null,null,null,null,null,null,null,null,null,null,null,null,null,null,null,null,null,null,null,null,null,null,null,null,null,null,null,null,null,null,null,null,null,null,null,null,null,null,null,null,null,null,null,null,null,null,null,null,null,null,null,null,null,null,null,null,null,null,null,null,null,null,null,null,null,null,null,null,null,null,null,null,null,null,null,null,null,null,null,null,null,null,null,null,null,null,"00:11:40",58.183999999999997,52.021000000000001,57.476999999999997,26.928000000000001]
[null,null,null,null,null,null,null,null,null,null,null,null,null,null,null,null,null,null,null,null,null,null,null,null,null,null,null,null,null,null,null,null,null,null,null,null,null,null,null,null,null,null,null,null,null,null,null,null,null,null,null,null,null,null,null,null,null,null,null,null,null,null,null,null,null,null,null,null,null,null,null,null,null,null,null,null,null,null,null,null,null,null,null,null,null,null,null,null,"00:11:41",58.201999999999998,52.036000000000001,57.494999999999997,26.914000000000001]
[null,null,null,null,null,null,null,null,null,null,null,null,null,null,null,null,null,null,null,null,null,null,null,null,null,null,null,null,null,null,null,null,null,null,null,null,null,null,null,null,null,null,null,null,null,null,null,null,null,null,null,null,null,null,null,null,null,null,null,null,null,null,null,null,null,null,null,null,null,null,null,null,null,null,null,null,null,null,null,null,null,null,null,null,null,null,null,null,"00:11:42",58.223999999999997,52.021999999999998,57.502000000000002,26.988]
[null,null,null,null,null,null,null,null,null,null,null,null,null,null,null,null,null,null,null,null,null,null,null,null,null,null,null,null,null,null,null,null,null,null,null,null,null,null,null,null,null,null,null,null,null,null,null,null,null,null,null,null,null,null,null,null,null,null,null,null,null,null,null,null,null,null,null,null,null,null,null,null,null,null,null,null,null,null,null,null,null,null,null,null,null,null,null,null,"00:11:43",58.241999999999997,52.024999999999999,57.512999999999998,27.027999999999999]
[null,null,null,null,null,null,null,null,null,null,null,null,null,null,null,null,null,null,null,null,null,null,null,null,null,null,null,null,null,null,null,null,null,null,null,null,null,null,null,null,null,null,null,null,null,null,null,null,null,null,null,null,null,null,null,null,null,null,null,null,null,null,null,null,null,null,null,null,null,null,null,null,null,null,null,null,null,null,null,null,null,null,null,null,null,null,null,null,"00:11:44",58.241999999999997,52.026000000000003,57.506,27.047000000000001]
[null,null,null,null,null,null,null,null,null,null,null,null,null,null,null,null,null,null,null,null,null,null,null,null,null,null,null,null,null,null,null,null,null,null,null,null,null,null,null,null,null,null,null,null,null,null,null,null,null,null,null,null,null,null,null,null,null,null,null,null,null,null,null,null,null,null,null,null,null,null,null,null,null,null,null,null,null,null,null,null,null,null,null,null,null,null,null,null,"00:11:45",58.264000000000003,52.046999999999997,57.506,26.998999999999999]
[null,null,null,null,null,null,null,null,null,null,null,null,null,null,null,null,null,null,null,null,null,null,null,null,null,null,null,null,null,null,null,null,null,null,null,null,null,null,null,null,null,null,null,null,null,null,null,null,null,null,null,null,null,null,null,null,null,null,null,null,null,null,null,null,null,null,null,null,null,null,null,null,null,null,null,null,null,null,null,null,null,null,null,null,null,null,null,null,"00:11:46",58.256999999999998,52.055,57.484999999999999,27.007000000000001]
[null,null,null,null,null,null,null,null,null,null,null,null,null,null,null,null,null,null,null,null,null,null,null,null,null,null,null,null,null,null,null,null,null,null,null,null,null,null,null,null,null,null,null,null,null,null,null,null,null,null,null,null,null,null,null,null,null,null,null,null,null,null,null,null,null,null,null,null,null,null,null,null,null,null,null,null,null,null,null,null,null,null,null,null,null,null,null,null,"00:11:47",58.256999999999998,52.066000000000003,57.473999999999997,26.995999999999999]
[null,null,null,null,null,null,null,null,null,null,null,null,null,null,null,null,null,null,null,null,null,null,null,null,null,null,null,null,null,null,null,null,null,null,null,null,null,null,null,null,null,null,null,null,null,null,null,null,null,null,null,null,null,null,null,null,null,null,null,null,null,null,null,null,null,null,null,null,null,null,null,null,null,null,null,null,null,null,null,null,null,null,null,null,null,null,null,null,"00:11:48",58.261000000000003,52.094999999999999,57.466999999999999,27.088000000000001]
[null,null,null,null,null,null,null,null,null,null,null,null,null,null,null,null,null,null,null,null,null,null,null,null,null,null,null,null,null,null,null,null,null,null,null,null,null,null,null,null,null,null,null,null,null,null,null,null,null,null,null,null,null,null,null,null,null,null,null,null,null,null,null,null,null,null,null,null,null,null,null,null,null,null,null,null,null,null,null,null,null,null,null,null,null,null,null,null,"00:11:49",58.271999999999998,52.116999999999997,57.466999999999999,27.138999999999999]
[]
[]
[]
[]
[]
[]
[]
[]
[]
[]
[]
[]
[]
[]
[]
[]
[]
[]
[]
[]
[]
[]
[]
[]
[]
[]
[]
[]
[]
[]
[]
[null,null,null,null,null,null,null,null,null,null,null,null,null,null,null,null,null,null,null,null,null,null,null,null,null,null,null,null,null,null,null,null,null,null,null,null,null,null,null,null,null,null,null,null,null,null,null,null,null,null,null,null,null,null,null,null,null,null,null,null,null,null,null,null,null,null,null,null,null,null,null,null,null,null,null,null,null,null,null,null,null,null,null,null,null,null,null,null,null,{"$f":"CL712-CL243","v":33.554000000000002},{"$f":"CM712-CM243","v":27.538999999999998},{"$f":"CN712-CN243","v":33.051000000000002},{"$f":"CO712-CO243","v":3.1209999999999987}]
[]
[]
[null,null,null,null,null,null,null,null,null,null,null,null,null,null,null,null,null,null,null,null,null,null,null,null,null,null,null,null,null,null,null,null,null,null,null,null,null,null,null,null,null,null,null,null,null,null,null,null,null,null,null,null,null,null,null,null,null,null,null,null,null,null,null,null,null,null,null,null,null,null,null,null,null,null,null,null,null,null,null,null,null,null,null,null,null,null,null,null,null,null,{"$f":"AVERAGE(CN744,CL744)","v":33.302500000000002}]